{"text_format":"2","workbook":"xlsx","n_sheets":8,"sheets":["IEP-RTR","IEP-TOTAL","PEXANTES","TOP-I","TOP-R","TCP-CF","TCP-CNFFF-1","TCP-CNFFF-2"],"not_rendered":{"charts":0,"images":0,"macros":0,"external_links":0,"defined_names":2,"comments":0,"pivot_tables":0},"unopened":[],"bounds":{"document_bytes":16777216,"sheet_cells":100000,"run_cost":"one","rows_first":2000,"rows_last":500,"rows_between":2000,"halvings":0,"cell_chars":16384,"cell_head_chars":4096},"cells_cut":0,"cells_raw":0,"read":"whole","date_system":"1900"}

{"sheet":"IEP-RTR","index":0,"n_rows":834,"n_cols":14,"rows_kept":834,"cut":false,"hidden":false,"merged":[]}
["BUS I","BUS J","CKT",null,"Flujo","Perdidas",{"$nulls":7},"MWFIJ_FJI"]
["1101","1124","2",{"$f":"_xlfn.CONCAT(A2:C2)","v":"110111242"},70.383391293115039,0.2046919155330838,{"$f":"VLOOKUP(D2,M:N,2,0)","v":70.601384190000005},{"$nulls":5},"110111241",71.155120539999999]
["1101","1124","1",{"$f":"_xlfn.CONCAT(A3:C3)","v":"110111241"},70.93541789149242,0.2063051739690672,{"$f":"VLOOKUP(D3,M:N,2,0)","v":71.155120539999999},{"$nulls":5},"110111242",70.601384190000005]
["1101","1140","1","110111401",66.732678777243933,0.1260269867950671,66.294533040000005,{"$nulls":5},"110111401",66.294533040000005]
["1101","1908","1","110119081",8.5693732966641688E-35,1.4517933174511749E-73,0,{"$nulls":5},"110119081",0]
["1102","1105","1","110211051",-4.756146826294781E-36,1.98611788520145E-75,0,{"$nulls":5},"110211051",0]
["1102","1106","1","110211061",-50.466154781702613,1.273416389225382E-3,-50.418857000000003,{"$nulls":5},"110211061",-50.418857000000003]
["1102","1106","2","110211062",-38.190603618585747,1.4585222047519351E-3,-38.154810699999999,{"$nulls":5},"110211062",-38.154810699999999]
["1102","1109","1","110211091",150.0726534649082,1.326534097630107,149.85663507999999,{"$nulls":5},"110211091",149.85663507999999]
["1102","1111","1","110211111",-3.1549776631115938E-45,5.1760197084612092E-95,0,{"$nulls":5},"110211111",0]
["1102","1140","1","110211401",-73.713725400969835,6.1944331762381268E-2,-73.578456070000001,{"$nulls":5},"110211401",-73.578456070000001]
["1102","1151","1","110211511",-0.55877484764324636,0,-0.55909229000000005,{"$nulls":5},"110211511",-0.55909229000000005]
["1103","1141","1","110311411",7.6353126597738576E-23,6.2378859371378135E-50,0,{"$nulls":5},"110311411",0]
["1103","1141","2","110311412",-7.6353126597965023E-23,6.2378859371748149E-50,0,{"$nulls":5},"110311412",0]
["1106","1109","1","110611091",152.3738561448188,1.3512754965209199,152.15475979000001,{"$nulls":5},"110611091",152.15475979000001]
["1106","1113","1","110611131",17.543412470609251,0,17.548472279999999,{"$nulls":5},"110611131",17.548472279999999]
["1106","1120","1","110611201",-154.12893345310059,0.13303207751338569,-153.84436252,{"$nulls":5},"110611201",-153.84436252]
["1106","1132","1","110611321",-141.42344173975809,0.44601315417946819,-141.41001413999999,{"$nulls":5},"110611321",-141.41001413999999]
["1106","1151","1","110611511",-0.64945413223158299,0,-0.65000184000000005,{"$nulls":5},"110611511",-0.65000184000000005]
["1107","1108","1","110711081",44.612789560738193,4.7966253916616117E-2,44.296796370000003,{"$nulls":5},"110711081",44.296796370000003]
["1107","1108","2","110711082",44.612789560738193,4.7966253916616117E-2,44.296796370000003,{"$nulls":5},"110711082",44.296796370000003]
["1107","1109","1","110711091",-81.543085053780246,0.1090481054094438,-81.295288749999997,{"$nulls":5},"110711091",-81.295288749999997]
["1107","1109","2","110711092",-81.543085053780246,0.1090481054094438,-81.295288749999997,{"$nulls":5},"110711092",-81.295288749999997]
["1107","1155","1","110711551",1.3101509941662729E-23,0,0,{"$nulls":5},"110711551",0]
["1107","1155","2","110711552",2.7947994764745507E-23,0,0,{"$nulls":5},"110711552",0]
["1107","1170","1","110711701",-33.223786156867853,2.472556725177915E-2,-33.085951170000001,{"$nulls":5},"110711701",-33.085951170000001]
["1108","1153","2","110811532",7.7182325354211934E-2,0,7.0210579999999995E-2,{"$nulls":5},"110811532",7.0210579999999995E-2]
["1108","1153","3","110811533",7.7182325354211934E-2,0,7.0210579999999995E-2,{"$nulls":5},"110811533",7.0210579999999995E-2]
["1108","1153","4","110811534",7.7182325354211934E-2,0,7.0210579999999995E-2,{"$nulls":5},"110811534",7.0210579999999995E-2]
["1108","1444","1","110814441",-23.820191056977869,5.6286228997500118E-2,-23.929786480000001,{"$nulls":5},"110814441",-23.929786480000001]
["1108","1444","2","110814442",-23.820191056977869,5.6286228997500118E-2,-23.929786480000001,{"$nulls":5},"110814442",-23.929786480000001]
["1108","1771","1","110817711",13.862964335934841,1.550906966047769E-2,13.48055607,{"$nulls":5},"110817711",13.48055607]
["1109","1154","4","110911544",-4.0072488021288644,0,-3.99663754,{"$nulls":5},"110911543",-7.3999904699999997]
["1109","1154","5","110911545",-10.054942554569241,0,-10.028316889999999,{"$nulls":5},"110911544",-3.99663754]
["1109","1154","3","110911543",-7.4196377976774572,0,-7.3999904699999997,{"$nulls":5},"110911545",-10.028316889999999]
["1110","1119","1","111011191",4.0586613373667317,7.8245476294318663E-4,4.0562962200000001,{"$nulls":5},"111011191",4.0562962200000001]
["1110","1145","1","111011451",-7.2519678776136249,1.877500060096453E-3,-7.2484005099999997,{"$nulls":5},"111011451",-7.2484005099999997]
["1110","1306","1","111013061",2.2440180183928891,0,2.2431737900000002,{"$nulls":5},"111013061",2.2431737900000002]
["1113","1115","1","111311151",19.16244119655434,3.392920170129364E-2,19.107908309999999,{"$nulls":5},"111311151",19.107908309999999]
["1113","1502","1","111315021",-7.4110045524960606,0,-7.4131420099999996,{"$nulls":5},"111315021",-7.4131420099999996]
["1113","1755","1","111317551",5.772753478445841,4.515494508954109E-3,5.8345314699999999,{"$nulls":5},"111317551",5.8345314699999999]
["1114","1115","2","111411152",-9.563886968227683,2.1220560674320189E-2,-9.5367239399999999,{"$nulls":5},"111411152",-9.5367239399999999]
["1114","1122","1","111411221",-9.5568893336545369,1.426639168951944E-2,-9.5297560099999998,{"$nulls":5},"111411221",-9.5297560099999998]
["1114","1154","1","111411541",6.7331488495046576,0,6.7140467599999996,{"$nulls":5},"111411541",6.7140467599999996]
["1114","1154","2","111411542",6.7331488495046576,0,6.7140467599999996,{"$nulls":5},"111411542",6.7140467599999996]
["1115","1122","1","111511221",9.5675009383190748,6.9568176395599646E-3,9.5403074300000004,{"$nulls":5},"111511221",9.5403074300000004]
["1119","1304","1","111913041",2.819602128300525,0,2.8179592100000002,{"$nulls":5},"111913041",2.8179592100000002]
["1119","1820","1","111918201",1.5281387775428079E-24,0,0,{"$nulls":5},"111918201",0]
["1119","1841","1","111918411",3.7965193925796962E-23,5.7221831207987779E-50,0,{"$nulls":5},"111918411",0]
["1120","1121","1","112011211",-2.4695812207041738E-35,3.67149650620414E-74,0,{"$nulls":5},"112011211",0]
["1120","1140","1","112011401",-146.07582145203139,4.6943920348348663E-2,-145.79091366,{"$nulls":5},"112011401",-145.79091366]
["1122","1174","1","112211741",6.2015563501937336E-36,2.1933339454187469E-75,0,{"$nulls":5},"112211741",0]
["1124","1129","1","112411291",62.465831370002462,0.28055236838080738,63.304659919999999,{"$nulls":5},"112411291",63.304659919999999]
["1124","29161","1","1124291611",25.471718931937598,8.2982602717961693E-2,25.204445969999998,{"$nulls":5},"1124291611",25.204445969999998]
["1126","1129","2","112611292",-62.320117869884221,1.0874631855685541E-2,-63.155007040000001,{"$nulls":5},"112611292",-63.155007040000001]
["1126","1434","1","112614341",1.569286785570958,0,1.3567874799999999,{"$nulls":5},"112614341",1.3567874799999999]
["1126","29162","1","1126291621",1.508263709124614,7.5980304503162107E-5,-0.74501976999999997,{"$nulls":5},"1126291621",-0.74501976999999997]
["1128","1110","1","112811101",-2.3945212996074428E-41,0,0,{"$nulls":5},"112811101",0]
["1128","14320","1","1128143201",4.5990909759714127E-35,2.5593481744366632E-74,0,{"$nulls":5},"1128143201",0]
["1131","1174","1","113111741",-3.5562492326590709E-35,4.8475600682153302E-74,0,{"$nulls":5},"113111741",0]
["1132","1145","1","113211451",-32.485103222826019,7.5980299060631626E-2,-32.488663180000003,{"$nulls":5},"113211451",-32.488663180000003]
["1132","1219","1","113212191",-11.815411862779561,4.9978216780386057E-3,-11.798383080000001,{"$nulls":5},"113212191",-11.798383080000001]
["1133","1444","1","113314441",1.1536389524044739,1.2209519105399889E-4,1.1536389499999999,{"$nulls":5},"113314441",1.1536389499999999]
["1140","1166","1","114011661",-1.4526838682563191E-35,2.9628477512133682E-75,0,{"$nulls":5},"114011661",0]
["1141","1444","1","114114441",17.833864626467602,1.8510319541383029E-2,17.92160651,{"$nulls":5},"114114441",17.92160651]
["1141","1444","2","114114442",17.833864626467602,1.8510319541383029E-2,17.92160651,{"$nulls":5},"114114442",17.92160651]
["1141","1771","1",{"$f":"_xlfn.CONCAT(A67:C67)","v":"114117711"},35.589799238355219,1.525787087316917,{"$f":"VLOOKUP(D67,M:N,2,0)","v":35.421337970000003},{"$nulls":5},"114117711",35.421337970000003]
["1141","1845","1","114118451",-16.00848910302302,1.004585155577498E-2,-16.008489099999998,{"$nulls":5},"114118451",-16.008489099999998]
["1141","1845","2","114118452",-16.00848910302302,1.004585155577498E-2,-16.008489099999998,{"$nulls":5},"114118452",-16.008489099999998]
["1151","1240","1","115112401",-1.480384468037087,8.5382327228084346E-4,-1.4814794099999999,{"$nulls":5},"115112401",-1.4814794099999999]
["1151","1504","1","115115041",0.27172857652611759,0,0.27195774,{"$nulls":5},"115115041",0.27195774]
["1151","12177","1","1151121771",2.056127743587256E-25,7.4787328360721729E-54,0,{"$nulls":5},"1151121771",0]
["1151","12204","1","1151122041",-7.8006806936071354E-24,2.6835123104074261E-51,0,{"$nulls":5},"1151122041",0]
["1151","12205","1","1151122051",3.7490507360044982E-35,5.8610940526136554E-74,0,{"$nulls":5},"1151122051",0]
["1151","12241","1","1151122411",1.3095885020884539E-36,7.3694497265153991E-76,0,{"$nulls":5},"1151122411",0]
["1153","1408","1","115314081",0.32994576453283619,8.8234440205624417E-5,0.30014596999999998,{"$nulls":5},"115314081",0.30014596999999998]
["1153","1503","2","115315032",-3.2814301896767761E-2,0,-2.985024E-2,{"$nulls":5},"115315032",-2.985024E-2]
["1153","1505","3","115315053",-3.2814301896767761E-2,0,-2.985024E-2,{"$nulls":5},"115315053",-2.985024E-2]
["1153","1518","4","115315184",-3.2814301896767761E-2,0,-2.985024E-2,{"$nulls":5},"115315184",-2.985024E-2]
["1154","1159","1","115411591",-5.6547502025362979,1.637181432477916E-3,-5.6502445200000002,{"$nulls":5},"115411591",-5.6502445200000002]
["1154","1163","1","115411631",1.1587536761642681E-34,2.0677735263172751E-73,0,{"$nulls":5},"115411631",0]
["1154","1204","1","115412041",9.2162427044101827E-24,2.511650061875582E-50,0,{"$nulls":5},"115412041",0]
["1154","1204","2","115412042",1.2890098487674499E-23,3.4709704091685019E-50,0,{"$nulls":5},"115412042",0]
["1154","1204","3","115412043",9.1105592259768629E-25,1.733917825775571E-52,0,{"$nulls":5},"115412043",0]
["1154","1425","1","115414251",0.21432525141374029,5.1571576346953193E-5,0.22061289000000001,{"$nulls":5},"115414251",0.22061289000000001]
["1154","1509","1","115415091",-2.8183675633454919,0,-2.81037179,{"$nulls":5},"115415091",-2.81037179]
["1154","1511","2","115415112",-2.8183675633454919,0,-2.81037179,{"$nulls":5},"115415112",-2.81037179]
["1154","1513","3","115415133",3.0607842459428838,0,3.0526792399999998,{"$nulls":5},"115415133",3.0526792399999998]
["1154","12080","1","1154120801",1.208773830979676E-22,7.5248409984756096E-49,0,{"$nulls":5},"1154120801",0]
["1155","1507","1","115515071",-2.6834468678508441E-24,0,0,{"$nulls":5},"115515071",0]
["1155","1522","2","115515222",-5.4565960871907267E-24,0,0,{"$nulls":5},"115515222",0]
["1159","1331","1","115913311",-2.8292861083402912,3.0034234280443251E-3,-2.8270302200000001,{"$nulls":5},"115913311",-2.8270302200000001]
["1159","1331","2","115913312",-2.8292861083402912,3.0034234280443251E-3,-2.8270302200000001,{"$nulls":5},"115913312",-2.8270302200000001]
["1163","12243","1","1163122431",3.0466233031744889E-37,9.7460092290181285E-78,0,{"$nulls":5},"1163122431",0]
["1163","12269","1","1163122691",-7.5705390379117903E-35,1.398438696318932E-73,0,{"$nulls":5},"1163122691",0]
["1164","1117","1","116411171",-1.5957699848302599E-45,1.0644294109948001E-95,0,{"$nulls":5},"116411171",0]
["1164","1140","1","116411401",-3.4437336114247941E-35,2.0848651485791149E-74,0,{"$nulls":5},"116411401",0]
["1165","1169","1","116511691",49.555377519832582,2.5244960334848559E-2,49.55537752,{"$nulls":5},"116511691",49.55537752]
["1168","1132","1","116811321",97.427855688145939,8.286679306863437E-2,97.427855690000001,{"$nulls":5},"116811321",97.427855690000001]
["1169","1168","1","116911681",49.5275220621727,3.046595498490802E-2,49.527522060000003,{"$nulls":5},"116911681",49.527522060000003]
["1170","1124","1","117011241",-31.89377115022484,1.4444419462197379E-2,-31.755771429999999,{"$nulls":5},"117011241",-31.755771429999999]
["1204","12080","1","1204120801",-5.7805557145659199E-24,7.6219214386146819E-51,0,{"$nulls":5},"1204120801",0]
["1204","12089","1","1204120891",-1.2781609110478559E-35,1.2906192984792411E-74,0,{"$nulls":5},"1204120891",0]
["1206","12178","1","1206121781",2.0302030536173802E-36,7.0316618927929734E-76,0,{"$nulls":5},"1206121781",0]
["1207","12178","1","1207121781",-1.9072129348754861E-35,3.1573163033341259E-74,0,{"$nulls":5},"1207121781",0]
["1215","12007","1","1215120071",3.765983255372724E-36,2.6337143686691551E-75,0,{"$nulls":5},"1215120071",0]
["1215","12094","1","1215120941",-4.8135495100887002E-36,6.6127918860858504E-75,0,{"$nulls":5},"1215120941",0]
["1215","12280","1","1215122801",-1.358249373747196E-35,1.691719528298023E-74,0,{"$nulls":5},"1215122801",0]
["1216","12183","1","1216121831",4.2292526173616102E-35,2.5041208782044042E-74,0,{"$nulls":5},"1216121831",0]
["1217","12283","1","1217122831",-1.314812688498497E-36,7.6046938532754051E-76,0,{"$nulls":5},"1217122831",0]
["1219","1140","1","121911401",56.682357460795821,0.14146353117121049,56.699351020000002,{"$nulls":5},"121911401",56.699351020000002]
["1219","1218","1","121912181",-3.0136015331506648E-45,0,0,{"$nulls":5},"121912181",0]
["1220","1241","1","122012411",1.7124399951673459E-36,1.498189081558202E-75,0,{"$nulls":5},"122012411",0]
["1223","1166","1","122311661",2.9389896416632708E-45,0,0,{"$nulls":5},"122311661",0]
["1240","12219","1","1240122191",-1.4811571267192309,6.9149409200662429E-4,-1.4822532100000001,{"$nulls":5},"1240122191",-1.4822532100000001]
["1241","12219","1","1241122191",1.481511982507915,1.821748536081062E-5,1.4826086000000001,{"$nulls":5},"1241122191",1.4826086000000001]
["1241","12220","1","1241122201",-1.481531187950035,2.0193398879991511E-5,-1.48262783,{"$nulls":5},"1241122201",-1.48262783]
["1249","12049","1","1249120491",-1.7220503901044679E-36,1.5820716008224501E-75,0,{"$nulls":5},"1249120491",0]
["1251","12292","1","1251122921",4.3165456868384222E-36,2.2161574793210482E-75,0,{"$nulls":5},"1251122921",0]
["1301","1331","1","130113311",5.6688012640610301,1.445124790480755E-2,5.6642731599999996,{"$nulls":5},"130113311",5.6642731599999996]
["1301","1810","1","130118101",-5.6845432511402043,1.703272625353949E-2,-5.6799899700000003,{"$nulls":5},"130118101",-5.6799899700000003]
["1302","1310","1","130213101",6.4140685140994677E-2,1.0117627807033039E-5,6.4089030000000005E-2,{"$nulls":5},"130213101",6.4089030000000005E-2]
["1302","1310","2","130213102",8.1450331945541535E-2,5.1129444716117838E-6,8.1384739999999997E-2,{"$nulls":5},"130213102",8.1384739999999997E-2]
["1302","1862","1","130218621",-0.14560471242468251,1.216010401399704E-5,-0.14548744,{"$nulls":5},"130218621",-0.14548744]
["1303","1816","1","130318161",-2.5608460416717631,4.5033322128285149E-3,-2.56015069,{"$nulls":5},"130318161",-2.56015069]
["1303","1833","1","130318331",1.0749917678147329,9.2552588726633827E-4,1.0732001499999999,{"$nulls":5},"130318331",1.0732001499999999]
["1303","12220","1","1303122201",1.4823405647282291,1.598560157507731E-3,1.48343841,{"$nulls":5},"1303122201",1.48343841]
["1304","1321","1","130413211",-0.47461851170706698,1.050400117707411E-4,-0.47423651999999999,{"$nulls":5},"130413211",-0.47423651999999999]
["1304","1329","1","130413291",4.6775456700570421,1.505305024488294E-3,4.67468298,{"$nulls":5},"130413291",4.67468298]
["1304","1372","1","130413721",-0.14547206761842371,1.969347115865099E-5,-0.14535501000000001,{"$nulls":5},"130413721",-0.14535501000000001]
["1304","1506","1",{"$f":"_xlfn.CONCAT(A131:C131)","v":"130415061"},-1.238667981684735,0,{"$f":"VLOOKUP(D131,M:N,2,0)","v":-1.2379462400000001},{"$nulls":5},"130415061",-1.2379462400000001]
["1305","1325","1","130513251",7.9735090539358339E-38,7.2617474224437292E-78,0,{"$nulls":5},"130513251",0]
["1305","1327","1","130513271",-1.2025827505426609E-36,1.9246099758481829E-75,0,{"$nulls":5},"130513271",0]
["1305","1520","1","130515201",-3.9666677168215439E-25,0,0,{"$nulls":5},"130515201",0]
["1306","1338","1","130613381",2.5711254165861419,6.6305179655387094E-4,2.5704244699999999,{"$nulls":5},"130613381",2.5704244699999999]
["1306","1374","1","130613741",0.47487210817920311,4.8325404148821982E-5,0.47448971000000001,{"$nulls":5},"130613741",0.47448971000000001]
["1306","1501","1","130615011",-0.94795854444248517,0,-0.94760191000000005,{"$nulls":5},"130615011",-0.94760191000000005]
["1306","1828","1","130618281",2.7044242899996821E-36,9.4349448550389678E-76,0,{"$nulls":5},"130618281",0]
["1306","1862","1","130618621",0.14561707097318319,1.2556992987373151E-5,0.14549978,{"$nulls":5},"130618621",0.14549978]
["1306","1869","1","130618691",5.6575515415203737E-36,1.081962686907968E-74,0,{"$nulls":5},"130618691",0]
["1308","1310","1","130813101",-0.14554553734716999,7.5728906453649206E-5,-0.14542836000000001,{"$nulls":5},"130813101",-0.14542836000000001]
["1308","1312","1","130813121",5.9477868966847144E-38,5.512314648652097E-78,0,{"$nulls":5},"130813121",0]
["1309","1336","1","130913361",-2.5684862857931599,1.285119326699909E-3,-2.56778678,{"$nulls":5},"130913361",-2.56778678]
["1309","1835","1","130918351",2.5660510638623348,3.5853245349490429E-3,2.5653528799999998,{"$nulls":5},"130918351",2.5653528799999998]
["1314","1339","1","131413391",9.6977774542820968E-36,1.4464411305617899E-74,0,{"$nulls":5},"131413391",0]
["1314","1374","1","131413741",-0.47480280157762639,9.0287799004578142E-5,-0.47442051000000002,{"$nulls":5},"131413741",-0.47442051000000002]
["1314","1813","1","131418131",0.47475313859774487,9.0381607585972221E-6,0.47437093000000002,{"$nulls":5},"131418131",0.47437093000000002]
["1315","1318","1","131513181",-4.6589615456410769,1.7779321270269689E-2,-4.65612154,{"$nulls":5},"131513181",-4.65612154]
["1315","1810","1","131518101",5.7083617150403629,3.060420154677845E-2,5.7037701900000002,{"$nulls":5},"131518101",5.7037701900000002]
["1315","1833","1","131518331",-1.074060467839455,9.370740632898859E-4,-1.07227195,{"$nulls":5},"131518331",-1.07227195]
["1318","1329","1","131813291",-4.6723221119105052,8.9418112685866365E-3,-4.6694658100000002,{"$nulls":5},"131813291",-4.6694658100000002]
["1321","1322","1","132113221",-0.4746903651078383,3.8666789771818119E-5,-0.47430825999999998,{"$nulls":5},"132113221",-0.47430825999999998]
["1322","1813","2","132218132",-0.47472915901004492,3.8921014641364187E-5,-0.47434699000000002,{"$nulls":5},"132218132",-0.47434699000000002]
["1323","1863","1","132318631",1.7103990403878169E-36,2.1358819069602189E-75,0,{"$nulls":5},"132318631",0]
["1324","1372","1","132413721",5.0187023574160367E-37,1.70266643861773E-76,0,{"$nulls":5},"132413721",0]
["1327","1388","1","132713881",2.8692717185171028E-37,1.1797488038979441E-76,0,{"$nulls":5},"132713881",0]
["1336","1337","1","133613371",-9.5264363189978927E-36,1.2487611278133279E-74,0,{"$nulls":5},"133613371",0]
["1336","1338","1","133613381",-2.569961368072188,1.665045231355973E-3,-2.5692610600000001,{"$nulls":5},"133613381",-2.5692610600000001]
["1403","1416","1","140314161",2.320261907813257E-35,3.9009676614873419E-73,0,{"$nulls":5},"140314161",0]
["1403","1764","1","140317641",-7.1484033417189888E-36,2.98115476739636E-74,0,{"$nulls":5},"140317641",0]
["1406","1411","1","140614111",0.21412919646792999,2.6550202665259802E-4,0.22040517000000001,{"$nulls":5},"140614111",0.22040517000000001]
["1406","1439","1","140614391",-0.21427996258554949,3.6030208586336943E-5,-0.22056490000000001,{"$nulls":5},"140614391",-0.22056490000000001]
["1407","1424","1","140714241",-6.0994774687602113E-36,4.4826648234716537E-74,0,{"$nulls":5},"140714241",0]
["1407","1431","1","140714311",-2.5357105270481779,6.6297955239571207E-3,-2.5005386999999999,{"$nulls":5},"140714311",-2.5005386999999999]
["1407","1432","1","140714321",5.4062919918506182E-2,6.5353792574167196E-6,5.6358800000000001E-2,{"$nulls":5},"140714321",5.6358800000000001E-2]
["1407","1736","1","140717361",2.4777449265493821,1.169030257364666E-3,2.4403857499999999,{"$nulls":5},"140717361",2.4403857499999999]
["1408","1414","1","140814141",0.329886683844409,2.992693664891179E-5,0.30009708000000002,{"$nulls":5},"140814141",0.30009708000000002]
["1408","1667","1","140816671",-7.5021662043393738E-34,4.5025998206025482E-72,0,{"$nulls":5},"140816671",0]
["1409","1432","1","140914321",-5.4058572574329132E-2,2.1593090966971151E-6,-5.6354080000000001E-2,{"$nulls":5},"140914321",-5.6354080000000001E-2]
["1409","1435","1","140914351",-1.125983912122954,3.7337881237093528E-4,-1.09691508,{"$nulls":5},"140914351",-1.09691508]
["1409","1516","1","140915161",2.583766654403425,0,2.5331691900000002,{"$nulls":5},"140915161",2.5331691900000002]
["1409","1521","1","140915211",-2.1428607083229441,0,-2.101947,{"$nulls":5},"140915211",-2.101947]
["1411","1428","1","141114281",7.4763387284020248E-37,1.180515933311701E-75,0,{"$nulls":5},"141114281",0]
["1411","1762","1","141117621",7.6693091296908368E-37,2.6115326321881099E-76,0,{"$nulls":5},"141117621",0]
["1414","1415","1","141414151",-2.0458083007900671,3.2126605389091898E-3,-2.0369607200000002,{"$nulls":5},"141414151",-2.0369607200000002]
["1414","1433","1","141414331",2.3726241344861831,2.899112821026349E-3,2.33405014,{"$nulls":5},"141414331",2.33405014]
["1415","1449","1","141514491",-2.048015474187066,1.2016862550890211E-3,-2.0391488400000002,{"$nulls":5},"141514491",-2.0391488400000002]
["1416","1447","1","141614471",-0.1693914410440924,6.246566307091042E-6,-0.16651146,{"$nulls":5},"141614471",-0.16651146]
["1416","1447","2","141614472",-0.16060155975860299,6.5797588403082004E-6,-0.15787103,{"$nulls":5},"141614472",-0.15787103]
["1416","1758","1","141617581",0.32995409003421478,6.4995211813593138E-5,0.32434489,{"$nulls":5},"141617581",0.32434489]
["1417","1718","1","141717181",-2.9361896841148771E-36,9.3109066499908339E-76,0,{"$nulls":5},"141717181",0]
["1418","1433","1","141814331",-1.1278320899993359,3.6531990011230822E-4,-1.09866899,{"$nulls":5},"141814331",-1.09866899]
["1418","1713","1","141817131",1.127256844814478,7.8517046960449642E-4,1.0981231,{"$nulls":5},"141817131",1.0981231]
["1422","1411","1","142214111",-0.21399644545460381,0,-0.22026451999999999,{"$nulls":5},"142214111",-0.22026451999999999]
["1422","1434","1","142214341",-7.3103975342986223,1.3878864574831789E-2,-7.1594294600000001,{"$nulls":5},"142214341",-7.1594294600000001]
["1422","1445","1","142214451",7.5083808651571537,1.8147364617313481E-2,7.3643093899999998,{"$nulls":5},"142214451",7.3643093899999998]
["1423","1755","1","142317551",-5.7654896560227238,1.001215033727995E-2,-5.8271114800000001,{"$nulls":5},"142317551",-5.8271114800000001]
["1423","1795","1","142317951",5.7603060618303799,3.550380474077701E-4,5.8218164999999997,{"$nulls":5},"142317951",5.8218164999999997]
["1425","1439","1","142514391",0.21429872165770469,1.4879357241736959E-6,0.22058478000000001,{"$nulls":5},"142514391",0.22058478000000001]
["1427","1431","1","142714311",2.5428857868808539,7.7207241413940666E-3,2.5075159899999999,{"$nulls":5},"142714311",2.5075159899999999]
["1427","1735","1","142717351",-2.21730572315913,2.9002107108060018E-4,-2.1874221899999999,{"$nulls":5},"142717351",-2.1874221899999999]
["1427","14002","1","1427140021",-0.3296435079063374,1.161431567522116E-4,-0.32404476999999998,{"$nulls":5},"1427140021",-0.32404476999999998]
["1429","1719","1","142917191",2.2283105898530348E-36,8.4913752692656976E-75,0,{"$nulls":5},"142917191",0]
["1429","14011","1","1429140111",-1.1957278024842411E-35,1.961709037562443E-73,0,{"$nulls":5},"1429140111",0]
["1431","1442","1",{"$f":"_xlfn.CONCAT(A195:C195)","v":"143114421"},-5.3556045408684101E-36,7.2520832995373874E-74,{"$f":"VLOOKUP(D195,M:N,2,0)","v":0},{"$nulls":5},"143114421",0]
["1433","1772","1","143317721",1.243110802707537,9.8050837482428768E-5,1.2337567199999999,{"$nulls":5},"143317721",1.2337567199999999]
["1434","1795","1","143417951",-5.7540893619108777,1.207836179159544E-2,-5.8154664599999997,{"$nulls":5},"143417951",-5.8154664599999997]
["1435","1491","1","143514911",-1.1262250785758809,1.089540934819781E-4,-1.09714395,{"$nulls":5},"143514911",-1.09714395]
["1442","1495","1","144214951",-1.4817133163414289E-36,5.7587292248330774E-75,0,{"$nulls":5},"144214951",0]
["1444","1447","1","144414471",2.3809971752825931,0,2.3664940200000002,{"$nulls":5},"144414471",2.3664940200000002]
["1445","1493","1","144514931",7.4964720395046758,5.6702866876427067E-3,7.3528530300000003,{"$nulls":5},"144514931",7.3528530300000003]
["1490","1492","1","149014921",1.126314948165632,2.359568774178111E-5,1.0972292400000001,{"$nulls":5},"149014921",1.0972292400000001]
["1490","1714","1","149017141",-1.126561727525998,4.6996303299053148E-4,-1.0974634400000001,{"$nulls":5},"149017141",-1.0974634400000001]
["1491","1492","1","149114921",-1.126291352972191,2.359469913910669E-5,-1.0972068500000001,{"$nulls":5},"149114921",-1.0972068500000001]
["1493","1497","1","149314971",7.4883965861641641,1.048061999338008E-2,7.3450838200000002,{"$nulls":5},"149314971",7.3450838200000002]
["1497","1498","1","149714981",7.4790254157740854,8.2617207867786806E-3,7.33606772,{"$nulls":5},"149714981",7.33606772]
["1498","1499","1","149814991",7.472683251979312,4.4226068027654383E-3,7.3299656300000002,{"$nulls":5},"149814991",7.3299656300000002]
["1499","1409","1","149914091",5.3276112402549858,0,5.22589098,{"$nulls":5},"149914091",5.22589098]
["1501","1110","1","150111101",-0.94795854444248517,0,-0.94760191000000005,{"$nulls":5},"150111101",-0.94760191000000005]
["1502","1106","1","150211061",-7.4110045524960606,0,-7.4131420099999996,{"$nulls":5},"150211061",-7.4131420099999996]
["1503","1108","2","150311082",-3.2814301896767761E-2,0,-2.985024E-2,{"$nulls":5},"150311082",-2.985024E-2]
["1504","1106","1","150411061",0.27172857652611759,0,0.27195774,{"$nulls":5},"150411061",0.27195774]
["1505","1108","3","150511083",-3.2814301896767761E-2,0,-2.985024E-2,{"$nulls":5},"150511083",-2.985024E-2]
["1506","1119","1","150611191",-1.238667981684735,0,-1.2379462400000001,{"$nulls":5},"150611191",-1.2379462400000001]
["1507","1107","1","150711071",-1.8934748171401689E-23,0,0,{"$nulls":5},"150711071",0]
["1509","1114","1","150911141",-2.8183675633454919,0,-2.81037179,{"$nulls":5},"150911141",-2.81037179]
["1511","1114","2","151111142",-2.8183675633454919,0,-2.81037179,{"$nulls":5},"151111142",-2.81037179]
["1513","1109","3","151311093",3.0607842459428838,0,3.0526792399999998,{"$nulls":5},"151311093",3.0526792399999998]
["1516","1710","1","151617101",2.583766654403425,0,2.5331691900000002,{"$nulls":5},"151617101",2.5331691900000002]
["1518","1108","4","151811084",-3.2814301896767761E-2,0,-2.985024E-2,{"$nulls":5},"151811084",-2.985024E-2]
["1519","1119","1","151911191",2.9583963497547181E-25,0,0,{"$nulls":5},"151911191",0]
["1520","1822","1","152018221",-3.9666677168215439E-25,0,0,{"$nulls":5},"152018221",0]
["1521","1499","1","152114991",-2.1428607083229441,0,-2.101947,{"$nulls":5},"152114991",-2.101947]
["1522","1107","2","152211072",-5.4565960871907502E-24,0,0,{"$nulls":5},"152211072",0]
["1524","1771","1","152417711",0.41413309026297779,0,0.41101696999999998,{"$nulls":5},"152417711",0.41101696999999998]
["1526","1732","1","152617321",0.71129809535097999,0,0.70057570999999996,{"$nulls":5},"152617321",0.70057570999999996]
["1527","1730","1","152717301",-0.63626298753058064,0,-0.62768725999999997,{"$nulls":5},"152717301",-0.62768725999999997]
["1528","1841","1","152818411",1.142017457024759E-24,0,0,{"$nulls":5},"152818411",0]
["1710","1409","1","171014091",-6.066560009811055,0,-5.9477596000000004,{"$nulls":5},"171014091",-5.9477596000000004]
["1710","1771","1","171017711",-22.304034799435939,4.2284947308428217E-2,-21.752471679999999,{"$nulls":5},"171017711",-21.752471679999999]
["1710","3190","1","171031901",11.43286322242858,2.318801812349363E-2,10.67709653,{"$nulls":5},"171031901",10.67709653]
["1713","1715","1","171317151",1.1268473714391949,3.3776280960616673E-5,1.0977345199999999,{"$nulls":5},"171317151",1.0977345199999999]
["1714","1715","2","171417152",-1.1268135961706041,3.3774256221697117E-5,-1.09770246,{"$nulls":5},"171417152",-1.09770246]
["1718","1758","1","171817581",-0.3298415516163517,1.600816239126848E-4,-0.32423614000000001,{"$nulls":5},"171817581",-0.32423614000000001]
["1730","1444","1","173014441",-2.2177910268307919,6.8058627224369867E-4,-2.1878944900000001,{"$nulls":5},"173014441",-2.1878944900000001]
["1730","1735","1","173017351",1.58118774616409,0,1.5598760599999999,{"$nulls":5},"173017351",1.5598760599999999]
["1732","1710","1","173217101",2.4767990567209139,7.2270939957228485E-4,2.43946818,{"$nulls":5},"173217101",2.43946818]
["1732","1736","1","173217361",-1.76586231606972,0,-1.73924302,{"$nulls":5},"173217361",-1.73924302]
["1735","1527","1","173515271",-0.63626298753058064,0,-0.62768725999999997,{"$nulls":5},"173515271",-0.62768725999999997]
["1736","1526","1","173615261",0.71129809535097999,0,0.70057570999999996,{"$nulls":5},"173615261",0.70057570999999996]
["1764","1429","1","176414291",-9.2443738388429939E-36,9.7268805140594506E-74,0,{"$nulls":5},"176414291",0]
["1771","1772","1","177117721",-0.82892868702581746,0,-0.82269146000000004,{"$nulls":5},"177117721",-0.82269146000000004]
["1772","1524","1","177215241",0.41413309026297779,0,0.41101696999999998,{"$nulls":5},"177215241",0.41101696999999998]
["1816","1835","1","181618351",-2.5636780546865192,1.160693816683149E-3,-2.5629811600000001,{"$nulls":5},"181618351",-2.5629811600000001]
["1820","1519","1","182015191",3.0279486308741771E-25,0,0,{"$nulls":5},"182015191",0]
["1820","1821","1","182018211",1.7581710577101629E-24,4.4110931230781212E-52,0,{"$nulls":5},"182018211",0]
["1822","1305","1","182213051",-3.966667716806645E-25,0,0,{"$nulls":5},"182213051",0]
["1822","1842","1","182218421",-6.4113082646861786E-36,7.528357611714219E-75,0,{"$nulls":5},"182218421",0]
["1823","1845","1","182318451",2.627227163857685E-22,1.8636270940381581E-49,0,{"$nulls":5},"182318451",0]
["1823","1845","2","182318452",-2.6272271638750188E-22,1.863627094062749E-49,0,{"$nulls":5},"182318452",0]
["1840","1845","1","184018451",32.053012028800907,5.197594239819267E-2,32.053012029999998,{"$nulls":5},"184018451",32.053012029999998]
["1841","1832","1","184118321",1.3627682272250891E-35,1.970422612843399E-74,0,{"$nulls":5},"184118321",0]
["1841","1842","1","184118421",-6.1615360074222726E-25,0,0,{"$nulls":5},"184118421",0]
["1842","1528","1","184215281",1.14201745702477E-24,0,0,{"$nulls":5},"184215281",0]
["1842","1821","1","184218211",-1.7581710577616958E-24,3.1381511834698148E-52,0,{"$nulls":5},"184218211",0]
["1846","1308","1","184613081",-0.14550219662002839,1.095254782972324E-5,-0.14538508999999999,{"$nulls":5},"184613081",-0.14538508999999999]
["1846","1372","1","184613721",0.14548931735005821,1.4805992110529421E-5,0.14537222999999999,{"$nulls":5},"184613721",0.14537222999999999]
["1863","1306","1","186313061",1.9219839065209411E-36,4.4421355000956475E-75,0,{"$nulls":5},"186313061",0]
["1869","1857","1",{"$f":"_xlfn.CONCAT(A259:C259)","v":"186918571"},3.5941815160858933E-36,1.5541815161076971E-75,{"$f":"VLOOKUP(D259,M:N,2,0)","v":0},{"$nulls":5},"186918571",0]
["3029","3098","1","302930981",-36.939299365527248,7.2728480944935017E-2,-36.876459160000003,{"$nulls":5},"12007121951",0]
["3029","3103","1","302931031",6.7135725755814093,1.632509894673629E-2,6.6510547799999999,{"$nulls":5},"12007122251",0]
["3030","3033","1","303030331",-37.677579265103333,0,-37.689740790000002,{"$nulls":5},"12029120311",0]
["3030","3101","1","303031011",39.561140826389128,0.16981159918816521,39.599249460000003,{"$nulls":5},"12029122821",0]
["3030","3131","1","303031311",-5.013488820649096,2.3048859331927258E-3,-5.0165643500000003,{"$nulls":5},"12030121771",0]
["3030","3132","1","303031321",-9.6417113427929504,8.524670201546963E-3,-9.6448219799999997,{"$nulls":5},"12030122821",0]
["3031","3085","1","303130851",25.378162438511591,2.112487702317976E-2,25.378129730000001,{"$nulls":5},"12031121361",0]
["3031","3120","1","303131201",-42.442190730415319,6.9531706784282346E-2,-42.442205710000003,{"$nulls":5},"12036120891",0]
["3032","3095","2","303230952",63.766170535518427,0.28747500248687269,63.732106690000002,{"$nulls":5},"12036122571",0]
["3032","3300","1","303233001",-3.9744118121290599,6.0814404621705354E-4,-3.6035606200000001,{"$nulls":5},"12047121421",0]
["3032","3429","1","303234291",-4.7195160870831838,4.388167661279644E-3,-5.0265761900000001,{"$nulls":5},"12047121781",0]
["3032","3550","1","303235501",32.148374090548572,1.2495232096090179E-2,32.118498090000003,{"$nulls":5},"12049122391",0]
["3033","3030","1","303330301",37.967406797911821,7.0634674968947916E-2,37.979661870000001,{"$nulls":5},"12094122511",0]
["3033","3030","1","303330301",37.485857702806527,6.8854286858037919E-2,37.979661870000001,{"$nulls":5},"12108121441",0]
["3033","3429","1","303334291",-13.16773277484252,8.8029689950339333E-3,-13.02336423,{"$nulls":5},"12127121291",0]
["3033","3429","2","303334292",-13.16773277484252,8.8029689950339333E-3,-13.02336423,{"$nulls":5},"12127122391",0]
["3033","3544","1","303335441",-123.9287871626091,0.44385614991150307,-124.26136843,{"$nulls":5},"12129121541",0]
["3034","3080","1","303430801",1.7406657499915311E-51,6.0598345063871618E-109,0,{"$nulls":5},"12136122941",0]
["3034","3301","1","303433011",-73.653766379805219,2.1699509207723709E-2,-71.810239760000002,{"$nulls":5},"12142122051",0]
["3034","3544","1","303435441",113.47585366402549,0.6502768529213564,113.81155428,{"$nulls":5},"12154122571",0]
["3034","3553","1","303435531",30.027418349921408,2.3812466971423221E-2,27.848474499999998,{"$nulls":5},"12183122381",0]
["3036","3037","1","303630371",-17.222534633426189,0,-17.222515399999999,{"$nulls":5},"12195122421",0]
["3036","3093","1","303630931",17.198546065499379,4.7977135853624307E-2,17.198526879999999,{"$nulls":5},"12204122821",0]
["3037","3045","1","303730451",44.561046176004297,9.6901517611439406E-2,44.559682709999997,{"$nulls":5},"12218122341",0]
["3037","3052","1","303730521",31.830158156998301,6.3018487828230482E-2,31.833844070000001,{"$nulls":5},"12218122541",0]
["3037","3179","1","303731791",-101.4992756732252,0.53395799653027509,-101.49995373,{"$nulls":5},"12221122341",0]
["3037","3203","1","303732031",11.77334031277899,1.4443322688956831E-2,11.771757360000001,{"$nulls":5},"12221122431",0]
["3037","3219","1","303732191",-55.457167485209467,0.31800643379489818,-55.45725925,{"$nulls":5},"12238122801",0]
["3038","3064","1","303830641",62.542776157749422,0.57070227214472713,62.54275045,{"$nulls":5},"12242122691",0]
["3038","3098","1","303830981",16.752283977667989,8.6633265001204857E-2,16.71737229,{"$nulls":5},"12257122581",0]
["3038","3108","1","303831081",10.66791690755867,1.019687882273322E-2,10.648783399999999,{"$nulls":5},"12281121361",0]
["3038","3160","1","303831601",12.5995482976681,2.262167796600113E-2,12.59036263,{"$nulls":5},"12283122921",0]
["3040","3122","1","304031221",17.464356231493159,5.8499717059738707E-2,17.464308419999998,{"$nulls":5},"12292122941",0]
["3040","3213","1","304032131",-40.241480034707571,1.1659512350763131E-2,-40.241472909999999,{"$nulls":5},"12292122951",0]
["3040","3408","1","304034081",13.266765684908201,5.1570072019309502E-3,13.266807330000001,{"$nulls":5},"12295121441",0]
["3045","3078","1","304530781",15.44850078399266,7.5892664118420968E-3,15.4471265,{"$nulls":5},"12305121771",0]
["3049","3082","1","304930821",12.607696935020551,3.5780550353399013E-2,12.60779499,{"$nulls":5},"12305122851",0]
["3049","3179","1","304931791",110.4209927956381,0.29067624829538852,110.42164999000001,{"$nulls":5},"1400217181",-0.32412984]
["3049","3204","1","304932041",-148.9190950460513,7.695383213659196E-2,-148.91982845000001,{"$nulls":5},"1400514471",-2.0416590700000001]
["3052","3160","1","305231601",2.343401477036112,2.7787144241829651E-4,2.3526145500000002,{"$nulls":5},"1400514491",2.0404786499999998]
["3052","3203","1","305232031",-12.29462969005988,1.1276380773491371E-2,-12.30016844,{"$nulls":5},"1401117021",0]
["3055","3118","1","305531181",-50.453596533385863,1.510793066771712,-50.453568689999997,{"$nulls":5},"22372283711",-2.9231475599999999]
["3059","3122","1","305931221",5.8168983924603208E-33,5.0754460362311203E-71,0,{"$nulls":5},"22372283712",-2.9231475599999999]
["3060","3091","1","306030911",14.339140888089171,1.552362758633955E-2,14.40167698,{"$nulls":5},"24161281611",-0.10072212]
["3060","3427","1","306034271",-40.640086988003901,0.47716857224310411,-40.703475580000003,{"$nulls":5},"24161281612",-0.10072212]
["3064","3118","1","306431181",59.029959044224377,0.75893195490533971,59.029886089999998,{"$nulls":5},"24181281811",2.28855795]
["3075","3100","1","307531001",0.31479763721426551,2.2455505372862059E-5,0.31648936999999999,{"$nulls":5},"24181281812",2.28855795]
["3075","3113","1","307531131",-13.34575734117208,5.2096952410263707E-2,-13.347447900000001,{"$nulls":5},"27101271711",40.406522430000003]
["3077","3100","1","307731001",-3.9030893781640161,2.8533481837743559E-3,-3.90043542,{"$nulls":5},"27101273211",43.984980700000001]
["3077","3110","1","307731101",-27.255234320570921,1.8794049286091439E-2,-27.257907549999999,{"$nulls":5},"27111273511",0]
["3078","3203","1","307832031",-16.313390454696211,2.3498988327647061E-2,-16.314009290000001,{"$nulls":5},"27131274111",8.9304950699999992]
["3078","3203","2","307832032",-20.76982196568655,2.993815401135029E-2,-20.77060986,{"$nulls":5},"27131274112",8.9978422899999995]
["3082","3122","1","308231221",11.28669644402504,6.4204316376261974E-3,11.28675413,{"$nulls":5},"27131274411",16.218314790000001]
["3091","3103","1","309131031",5.3382845240939822,4.1891004040466532E-3,5.4006670100000003,{"$nulls":5},"27161241611",-0.10054375]
["3093","3424","1","309334241",17.073104095584782,0.20290680397558281,17.07308519,{"$nulls":5},"27161241612",-0.10089945]
["3095","3038","1","309530381",49.08863219326733,0,49.057088540000002,{"$nulls":5},"27161273511",27.08550735]
["3095","3038","2","309530382",49.709370194344189,0,49.67742767,{"$nulls":5},"27161274111",22.38168692]
["3095","3550","1","309535501",-60.021547913918518,0.24115712116400981,-59.991802999999997,{"$nulls":5},"27171273211",13.23951233]
["3098","3180","1","309831801",-0.26669994175077388,7.3618368992411533E-6,-0.23846671,{"$nulls":5},"27171273711",42.56611161]
["3100","3101","1","310031011",-23.435629642794321,0,-23.431298760000001,{"$nulls":5},"27171273712",42.56611161]
["3101","3427","1","310134271",-27.58659112048133,0.1075930089641218,-27.544198040000001,{"$nulls":5},"27181241811",2.2914880800000001]
["3108","3203","1","310832031",-3.9477997235698981,4.363834344077198E-4,-3.96695142,{"$nulls":5},"27181241812",2.2862142300000001]
["3110","3113","1","311031131",-27.297081786068201,6.4900881708474301E-2,-27.299763240000001,{"$nulls":5},"27181272111",-65.560590140000002]
["3113","3030","1",{"$f":"_xlfn.CONCAT(A323:C323)","v":"311330301"},-28.411311498238419,0,{"$f":"VLOOKUP(D323,M:N,2,0)","v":-28.413496760000001},{"$nulls":5},"27181273211",16.855754090000001]
["3113","3030","2","311330302",-28.184926546061231,0,-28.187094399999999,{"$nulls":5},"27181273411",1.52929651]
["3116","3424","1","311634241",16.951720953786261,0.4139432947664996,16.95172672,{"$nulls":5},"27181274311",22.74190308]
["3120","3155","1","312031551",-42.476956583807457,0,-42.476971589999998,{"$nulls":5},"27181274312",22.74190308]
["3122","3116","1","312231161",17.158692601169509,0,17.1586985,{"$nulls":5},"27211273411",27.38340577]
["3123","3180","1","312331801",12.335637981735671,2.166871813290101E-2,12.307375410000001,{"$nulls":5},"27281273211",-0.52478586000000005]
["3123","3203","1","312332031",-45.962062031797309,0.1197793819903782,-45.933724839999996,{"$nulls":5},"27281273911",0.52474620000000005]
["3131","3033","1","313130331",-12.24445135940848,9.8201915855862798E-3,-12.247570870000001,{"$nulls":5},"27301273711",-42.823229650000002]
["3132","3033","1","313230331",-9.6490228221503056,6.0982885131657229E-3,-9.6521381799999997,{"$nulls":5},"27301274311",-40.368580600000001]
["3155","3301","1","315533011",-83.730489875286224,0.62536290818018248,-83.944247230000002,{"$nulls":5},"27321274311",41.750606429999998]
["3155","3301","2","315533012",-83.730489875286224,0.62536290818018248,-83.944247230000002,{"$nulls":5},"27341274011",14.71837951]
["3155","3429","1","315534291",51.775220779590967,9.671869940285599E-2,51.986978290000003,{"$nulls":5},"27341275111",0]
["3155","3429","2","315534292",51.775220779590967,9.671869940285599E-2,51.986978290000003,{"$nulls":5},"27351273811",0.76392123000000001]
["3183","3190","1","318331901",-11.416323097531929,9.8922316698035959E-3,-10.66267006,{"$nulls":5},"27361273711",-34.506268329999997]
["3183","3300","1","318333001",0.1088762360782414,1.491237575646671E-6,-0.64413452000000004,{"$nulls":5},"27361274811",-1.41431453]
["3203","3204","2","320332042",-77.770738948262192,0.54337817923643772,-77.770010260000006,{"$nulls":5},"27371223721",-2.9227105600000001]
["3211","3592","1","321135921",6.0161175408198249,3.3660113346412767E-5,4.5078404399999998,{"$nulls":5},"27371223722",-2.9227105600000001]
["3211","29181","1","3211291811",-6.0166323000090296,9.9585826506391403E-4,-4.5081294300000003,{"$nulls":5},"27371274311",-2.9666207299999998]
["3213","3408","1","321334081",29.744241134256821,1.689814972046878E-2,29.744248259999999,{"$nulls":5},"27371275011",13.2977761]
["3300","3429","1","330034291",-3.8672628323945228,2.844877403615081E-3,-4.2496888799999999,{"$nulls":5},"27381274111",-10.7698585]
["3301","3355","1","330133551",7.2666368285499715E-21,5.2804010798038788E-48,0,{"$nulls":5},"27381275011",1.5100326399999999]
["3301","3355","2","330133552",-7.2666368286531532E-21,5.2804010799538359E-48,0,{"$nulls":5},"27391274011",0.52469038000000001]
["3301","3592","1","330135921",-6.0155238975106329,1.1536265050373061E-3,-4.5075071199999996,{"$nulls":5},"27411274411",16.501254670000002]
["3301","4411","1","330144111",8.3324534900400398,6.4986275169204898E-3,7.2181473799999996,{"$nulls":5},"27421274411",-5.6027792500000002]
["3301","29182","2","3301291822",-4.0723463632888786,1.263701173577522E-3,-3.0513648400000002,{"$nulls":5},"27421274611",5.5995099399999999]
["3310","3553","1","331035531",-14.8722092649608,5.4057029498040046E-3,-12.69567234,{"$nulls":5},"27431274511",0]
["3310","4407","1","331044071",7.3226511550278808,1.7105169160295741E-3,5.1472316300000003,{"$nulls":5},"27431274512",0]
["3408","3219","1","340832191",25.638124971405372,4.3908538596899888E-2,25.63821742,{"$nulls":5},"27431274611",43.368384769999999]
["3427","3428","1","342734281",-5.8593563126088286,0,-5.8612012900000003,{"$nulls":5},"27441274811",-46.272842359999999]
["3428","3429","1","342834291",-5.8593563126088286,0,-5.8612012900000003,{"$nulls":5},"27461274711",0]
["3429","3427","1","342934271",62.659702586480023,0,62.679432740000003,{"$nulls":5},"27491275111",0]
["4122","4403","1","412244031",5.5746605064920809,0,5.5246358200000003,{"$nulls":5},"28161271611",1.0277566300000001]
["4124","4403","2","412444032",5.5746605064920809,0,5.5246358200000003,{"$nulls":5},"28161271612",1.0242844799999999]
["4173","4800","1","417348001",-4.9455609973948826,0,-4.9044273,{"$nulls":5},"28161283711",11.06909553]
["4300","4315","1","430043151",-50.954191378769821,5.5821086809882473E-2,-51.058072420000002,{"$nulls":5},"28161283712",11.06909553]
["4300","4317","1","430043171",26.902963477597542,2.6634715534671661E-2,27.006627770000001,{"$nulls":5},"28161291611",-25.157112300000001]
["4302","4323","1","430243231",35.097511276276407,4.0773748356794377E-2,35.083470949999999,{"$nulls":5},"28161291622",0.74503368000000003]
["4302","4343","1","430243431",-35.13227747658086,2.8758652252111268E-2,-35.118209329999999,{"$nulls":5},"28181271811",-23.263637719999998]
["4305","4315","1","430543151",14.18298706550978,7.060614985724664E-3,14.087487510000001,{"$nulls":5},"28181271812",-23.263637719999998]
["4305","4325","1","430543251",-14.188631204184849,4.2276623644157303E-3,-14.09305588,{"$nulls":5},"28181283711",21.7419346]
["4306","4319","1","430643191",1.4144661139879029E-34,3.5812787538398708E-73,0,{"$nulls":5},"28181283712",21.7419346]
["4307","4319","1","430743191",32.165243313930148,5.7937761136882371E-2,32.012327409999997,{"$nulls":5},"28181291811",4.5095834000000004]
["4307","4322","1","430743221",-27.075424257491981,0.1224241259867719,-26.92153974,{"$nulls":5},"28181291822",3.05233263]
["4312","4316","1","431243161",5.8615463945892063E-24,6.5691972371882331E-51,0,{"$nulls":5},"28371273711",29.848816790000001]
["4312","4345","1","431243451",-5.8615463945938142E-24,9.7919519487530855E-52,0,{"$nulls":5},"28371273712",29.848816790000001]
["4315","4342","1","431543421",-13.11191510915679,2.668234372717472E-2,-13.21169652,{"$nulls":5},"302930981",-36.876459160000003]
["4315","4392","1","431543921",-34.108882227238901,3.0830519939978832E-2,-34.20707462,{"$nulls":5},"302931031",6.6510547799999999]
["4315","4908","1","431549081",-1.758863590232391,7.1554994114814965E-4,-1.75892677,{"$nulls":5},"303030331",-37.689740790000002]
["4315","4910","1","431549101",-1.7647919826108971,7.2038170859862539E-4,-1.76485537,{"$nulls":5},"303031011",39.599249460000003]
["4316","4122","1","431641221",5.5746605064920809,0,5.5246358200000003,{"$nulls":5},"303031311",-5.0165643500000003]
["4316","4124","2","431641242",5.5746605064920809,0,5.5246358200000003,{"$nulls":5},"303031321",-9.6448219799999997]
["4316","4341","1","431643411",-25.03972035406877,7.6868679197261813E-2,-24.65428584,{"$nulls":5},"303130851",25.378129730000001]
["4316","4346","1","431643461",5.8615463946696042E-24,4.2122572243795542E-51,0,{"$nulls":5},"303131201",-42.442205710000003]
["4317","4338","1","431743381",-22.204181143591029,1.015632860130251E-2,-22.090566859999999,{"$nulls":5},"303230952",63.732106690000002]
["4317","4357","1","431743571",-16.125560555568239,2.8619309377636671E-2,-16.135579329999999,{"$nulls":5},"303233001",-3.6035606200000001]
["4319","4361","1","431943611",53.023773535133671,0.1190678957119828,52.85030106,{"$nulls":5},"303234291",-5.0265761900000001]
["4319","4916","1","431949161",-3.4105858693573001,0,-3.4094072799999999,{"$nulls":5},"303235501",32.118498090000003]
["4319","4918","2","431949182",-3.4224076574659898,0,-3.4212249899999998,{"$nulls":5},"303330301",37.979661870000001]
["4319","4927","3","431949273",-3.430980152648083,0,-3.4297945200000002,{"$nulls":5},"303330301",37.497957339999999]
["4322","4330","1","432243301",-27.272752272508079,0.27223190404543968,-27.116619910000001,{"$nulls":5},"303334291",-13.02336423]
["4323","4336","1","432343361",12.84817729760533,1.153878862496199E-2,12.947871660000001,{"$nulls":5},"303334292",-13.02336423]
["4323","4338","1","432343381",22.21621850903594,1.3918402288522719E-2,22.102481319999999,{"$nulls":5},"303335441",-124.26136843]
["4325","4340","1","432543401",-14.199808508915019,1.8126947095918E-2,-14.104083019999999,{"$nulls":5},"303430801",0]
["4326","4345","1","432643451",-1.7955887121044899E-35,4.0043804182120307E-74,0,{"$nulls":5},"303433011",-71.810239760000002]
["4327","4329","1",{"$f":"_xlfn.CONCAT(A387:C387)","v":"432743291"},3.4711057641881919E-2,2.3169410159945089E-7,{"$f":"VLOOKUP(D387,M:N,2,0)","v":-7.6041549999999999E-2},{"$nulls":5},"303435441",113.81155428]
["4327","4357","1","432743571",-3.471126502305244E-2,1.830682394489187E-7,7.6040549999999998E-2,{"$nulls":5},"303435531",27.848474499999998]
["4328","4342","1","432843421",26.41374909513415,0.11776942064480619,26.606890839999998,{"$nulls":5},"303630371",-17.222515399999999]
["4328","4359","1","432843591",-5.1802233553586499,5.1790998042008226E-3,-5.3744271899999996,{"$nulls":5},"303630931",17.198526879999999]
["4329","4331","1","432943311",29.882161936874521,0.14760357741416921,29.954386,{"$nulls":5},"303730451",44.559682709999997]
["4330","4827","1","433048271",-16.5366618683246,1.5587287587596151E-2,-16.37882742,{"$nulls":5},"303730521",31.833844070000001]
["4331","4354","1","433143541",-6.1545394399627833,5.7991762604345902E-3,-6.0826051799999998,{"$nulls":5},"303731791",-101.49995373]
["4336","4354","1","433643541",6.1649357970776171,1.499353796923412E-2,6.0927596399999997,{"$nulls":5},"303732031",11.771757360000001]
["4336","4361","1","433643611",-52.877632125023531,0.17321492450830039,-52.70511277,{"$nulls":5},"303732191",-55.45725925]
["4340","4343","1","434043431",35.170220593843517,4.712758227320734E-2,35.15612204,{"$nulls":5},"303830641",62.54275045]
["4340","4920","1","434049201",-2.2762187362133268,0,-2.2711521299999999,{"$nulls":5},"303830981",16.71737229]
["4340","4922","2","434049222",-2.2762187362133268,0,-2.2711521299999999,{"$nulls":5},"303831081",10.648783399999999]
["4341","4359","1","434143591",35.593288909286947,0.27111279409131339,35.976959399999998,{"$nulls":5},"303831601",12.59036263]
["4342","4386","1","434243861",-1.031974765646682E-34,1.449426778943803E-72,0,{"$nulls":5},"304031221",17.464308419999998]
["4342","4392","1","434243921",7.715034154758234,9.1478980662764425E-3,7.8072164099999997,{"$nulls":5},"304032131",-40.241472909999999]
["4345","4346","1","434543461",-5.8615463947271557E-24,2.367247330876432E-51,0,{"$nulls":5},"304034081",13.266807330000001]
["4350","4318","1","435043181",-8.2446366255112622E-34,2.2431430918618171E-71,0,{"$nulls":5},"304530781",15.4471265]
["4350","4329","1","435043291",30.140722594387451,0.21893962120134819,30.325402489999998,{"$nulls":5},"304930821",12.60779499]
["4357","4358","1","435743581",-2.2709433018689422,0,-2.2626246499999998,{"$nulls":5},"304931791",110.42164999000001]
["4357","4362","2","435743622",-2.2709433018689422,0,-2.2626246499999998,{"$nulls":5},"304932041",-148.91982845000001]
["4358","4420","1","435844201",-2.2709433018689422,0,-2.2626246499999998,{"$nulls":5},"305231601",2.3526145500000002]
["4359","4350","1","435943501",30.262556005984329,2.4727201992414141E-2,30.44873411,{"$nulls":5},"305232031",-12.30016844]
["4362","4420","2","436244202",-2.2709433018689422,0,-2.2626246499999998,{"$nulls":5},"305531181",-50.453568689999997]
["4392","4919","1","439249191",-1.8952981192864231,0,-1.8957436400000001,{"$nulls":5},"305931221",0]
["4400","4405","1","440044051",-1.161670620554282E-32,4.0484358919769138E-70,0,{"$nulls":5},"306030911",14.40167698]
["4401","4315","1","440143151",22.841642058311301,2.5617464045272761E-2,22.842462739999998,{"$nulls":5},"306034271",-40.703475580000003]
["4401","4315","1","440143151",22.841642058311301,2.5617464045272761E-2,22.842462739999998,{"$nulls":5},"306431181",59.029886089999998]
["4401","4406","1","440144061",-19.90786079204598,1.7834531459196681E-2,-19.479985190000001,{"$nulls":5},"307531001",0.31648936999999999]
["4402","4403","1","440244031",6.1635720703159516,2.2299907330929599E-3,3.4857696800000002,{"$nulls":5},"307531131",-13.347447900000001]
["4402","4404","1","440244041",7.9577342902108228,7.0861273702595203E-3,8.4892494099999993,{"$nulls":5},"307731001",-3.90043542]
["4402","4405","1","440244051",-28.212254037091409,5.491925817188323E-3,-28.212254040000001,{"$nulls":5},"307731101",-27.257907549999999]
["4402","4405","2","440244052",-28.212254037091409,5.491925817188323E-3,-28.212254040000001,{"$nulls":5},"307832031",-16.314009290000001]
["4402","4406","1","440244061",16.696288854680489,2.7820852939589011E-2,17.293560599999999,{"$nulls":5},"307832032",-20.77060986]
["4402","4411","1","440244111",-8.3234919974873716,1.1424357588415771E-2,-7.21142124,{"$nulls":5},"308231221",11.28675413]
["4402","4415","1","440244151",-2.3525386656348532E-44,1.228645274474157E-93,0,{"$nulls":5},"309131031",5.4006670100000003]
["4402","4419","1","440244191",32.243205865178993,7.4852951361430539E-2,32.679810750000001,{"$nulls":5},"309334241",17.07308519]
["4403","4316","1","440343161",-15.83598250074299,0,-15.69387699,{"$nulls":5},"309530381",49.057088540000002]
["4403","4316","2","440343162",-15.83598250074299,0,-15.69387699,{"$nulls":5},"309530382",49.67742767]
["4403","4407","1","440344071",-7.3190264233293609,5.538946481009676E-3,-5.1454402699999999,{"$nulls":5},"309535501",-59.991802999999997]
["4404","4319","1","440443191",16.86241416088701,0,16.856587059999999,{"$nulls":5},"309831801",-0.23846671]
["4404","4319","2","440443192",16.941982283759579,0,16.936127689999999,{"$nulls":5},"310031011",-23.431298760000001]
["4404","4319","3","440443193",17.33866292551,0,17.332671250000001,{"$nulls":5},"310134271",-27.544198040000001]
["4404","4406","1","440444061",23.441783185191099,1.241908869517409E-2,23.05450377,{"$nulls":5},"310832031",-3.96695142]
["4404","4420","1","440444201",27.561562801245572,0.13396246886268909,27.460356879999999,{"$nulls":5},"311031131",-27.299763240000001]
["4404","4800","1","440448001",-48.551252895746799,0.2310079674591827,-48.07670529,{"$nulls":5},"311330301",-28.413496760000001]
["4404","4803","1","440448031",-56.274136044390588,0.36101273617985408,-55.70135484,{"$nulls":5},"311330302",-28.187094399999999]
["4406","4340","1","440643401",22.42510944750823,0,22.37519369,{"$nulls":5},"311634241",16.95172672]
["4406","4340","2","440643402",22.42510944750823,0,22.37519369,{"$nulls":5},"312031551",-42.476971589999998]
["4406","4412","1","440644121",-29.278159848279341,0.15335498422973981,-28.526872900000001,{"$nulls":5},"312231161",17.1586985]
["4408","50000","1","4408500001",-60.548428585350223,0.34938049305599578,-59.32523707,{"$nulls":5},"312331801",12.307375410000001]
["4410","4800","1","441048001",-6.0076592016039634E-51,7.2183938165233549E-107,0,{"$nulls":5},"312332031",-45.933724839999996]
["4412","50050","1","4412500501",-29.43410990496383,0.15854512913924071,-28.67490162,{"$nulls":5},"313130331",-12.247570870000001]
["4419","4392","1","441943921",24.518539162197371,0,24.52430262,{"$nulls":5},"313230331",-9.6521381799999997]
["4419","4401","1","441944011",29.33857377708954,5.3366618498971001E-3,29.76791879,{"$nulls":5},"315533011",-83.944247230000002]
["4420","4357","2","442043572",11.47634748153817,0,11.434308679999999,{"$nulls":5},"315533012",-83.944247230000002]
["4420","4357","1","442043571",11.47634748153817,0,11.434308679999999,{"$nulls":5},"315534291",51.986978290000003]
["4750","4408","1","475044081",-60.321886436560689,0.1037038045230618,-59.10774808,{"$nulls":5},"315534292",51.986978290000003]
["4750","4803","1","475048031",20.575912517008241,2.540209055445458E-3,19.999405299999999,{"$nulls":5},"318331901",-10.66267006]
["4750","4832","1","475048321",37.982753086039217,2.019765344793031E-2,37.347593349999997,{"$nulls":5},"318333001",-0.64413452000000004]
["4800","4827","1","480048271",14.04889451472352,0,13.9320457,{"$nulls":5},"320332042",-77.770010260000006]
["4800","4832","1","480048321",-37.971933325455034,1.441867720472802E-3,-37.337132420000003,{"$nulls":5},"321135921",4.5078404399999998]
["4827","4173","1","482741731",-4.9455609973948826,0,-4.9044273,{"$nulls":5},"3211291811",-4.5081294300000003]
["4908","4401","1","490844011",-1.759613503958857,7.8427751178352897E-4,-1.75967674,{"$nulls":5},"321334081",29.744248259999999]
["4910","4401","1","491044011",-1.765546961281778,7.8957563316205093E-4,-1.7656104100000001,{"$nulls":5},"330034291",-4.2496888799999999]
["4916","4404","1",{"$f":"_xlfn.CONCAT(A451:C451)","v":"491644041"},-3.4105858693573001,0,{"$f":"VLOOKUP(D451,M:N,2,0)","v":-3.4094072799999999},{"$nulls":5},"330133551",0]
["4918","4404","2","491844042",-3.4224076574659898,0,-3.4212249899999998,{"$nulls":5},"330133552",0]
["4919","4419","1","491944191",-1.8952981192864231,0,-1.8957436400000001,{"$nulls":5},"330135921",-4.5075071199999996]
["4920","4406","1","492044061",-2.2762187362133268,0,-2.2711521299999999,{"$nulls":5},"330144111",7.2181473799999996]
["4922","4406","2","492244062",-2.2762187362133268,0,-2.2711521299999999,{"$nulls":5},"3301291822",-3.0513648400000002]
["4927","4404","3","492744043",-3.430980152648083,0,-3.4297945200000002,{"$nulls":5},"331035531",-12.69567234]
["6000","6014","1","600060141",-41.899905865499349,2.966967568498725E-2,-41.315563359999999,{"$nulls":5},"331044071",5.1472316300000003]
["6000","56050","1","6000560501",41.83501620624093,0.10010964283185241,41.252468899999997,{"$nulls":5},"340832191",25.63821742]
["6001","6002","T5","60016002T5",164.15187808643731,0,164.15187834,{"$nulls":5},"342734281",-5.8612012900000003]
["6001","6002","T1","60016002T1",93.221659948309451,0,93.22166009,{"$nulls":5},"342834291",-5.8612012900000003]
["6001","6002","T2","60016002T2",93.221659948309451,0,93.22166009,{"$nulls":5},"342934271",62.679432740000003]
["6001","6002","T3","60016002T3",186.4433198966189,0,186.44332018,{"$nulls":5},"412244031",5.5246358200000003]
["6001","6003","1C","600160031C",-239.31708360886779,1.374543996169292,-238.17856233000001,{"$nulls":5},"412444032",5.5246358200000003]
["6001","6005","4A","600160054A",-103.30301579741921,0.7256628889532456,-103.6716483,{"$nulls":5},"417348001",-4.9044273]
["6002","6018","12","6002601812",71.800839108713816,3.093216298029244E-2,71.800839339999996,{"$nulls":5},"430043151",-51.058072420000002]
["6002","6018","37","6002601837",107.90877553910749,4.3083924201893067E-2,107.90877589,{"$nulls":5},"430043171",27.006627770000001]
["6002","6024","3A","600260243A",45.597383290914991,0.32288754767057859,45.59738342,{"$nulls":5},"430243231",35.083470949999999]
["6002","6036","7","600260367",1.096190661898183E-34,1.4167264473674419E-73,0,{"$nulls":5},"430243431",-35.118209329999999]
["6002","6082","T1","60026082T1",-4.9134468020335387,0,-4.9134468099999999,{"$nulls":5},"430543151",14.087487510000001]
["6002","6083","T2","60026083T2",-4.9134468020335387,0,-4.9134468099999999,{"$nulls":5},"430543251",-14.09305588]
["6002","6084","T3","60026084T3",-9.8289093771140639,0,-9.8289093899999997,{"$nulls":5},"430643191",0]
["6002","6170","4A","600261704A",29.83668021768008,0.19478177402696781,29.836680340000001,{"$nulls":5},"430743191",32.012327409999997]
["6003","6004","T1","60036004T1",38.277929904539263,0,38.277929899999997,{"$nulls":5},"430743221",-26.92153974]
["6003","6004","T2","60036004T2",38.277929904539263,0,38.277929899999997,{"$nulls":5},"431243161",0]
["6003","6171","1B","600361711B",-0.92936387695393785,3.1352934933062813E-5,1.8460499999999999E-3,{"$nulls":5},"431243451",0]
["6003","6460","3A","600364603A",-50.633709665594807,0.34787829792007091,-50.999053539999998,{"$nulls":5},"431543421",-13.21169652]
["6003","6470","2B","600364702B",12.25253938365303,4.0173375432716388E-3,13.191886739999999,{"$nulls":5},"431543921",-34.20707462]
["6003","6713","2A","600367132A",-38.434583817012332,5.1998046608180512E-2,-38.798069769999998,{"$nulls":5},"431549081",-1.75892677]
["6004","6085","T1","60046085T1",-2.017520095460744,0,-2.0175201,{"$nulls":5},"431549101",-1.76485537]
["6004","6086","T2","60046086T2",-2.017520095460744,0,-2.0175201,{"$nulls":5},"431641221",5.5246358200000003]
["6005","6001","47","6005600147",107.79980777906,0.47529066098957368,108.18448689,{"$nulls":5},"431641242",5.5246358200000003]
["6005","6001","48","6005600148",107.79980777906,0.47529066098957368,108.18448689,{"$nulls":5},"431643411",-24.65428584]
["6005","6006","T3","60056006T3",7.958622678258469,0,7.9586226800000004,{"$nulls":5},"431643461",0]
["6005","6006","T1","60056006T1",10.890048698083669,0,10.890048699999999,{"$nulls":5},"431743381",-22.090566859999999]
["6005","6006","T2","60056006T2",10.890048698083669,0,10.890048699999999,{"$nulls":5},"431743571",-16.135579329999999]
["6005","6008","49","6005600849",-58.58586871349754,0.57113538774908423,-58.861312380000001,{"$nulls":5},"431943611",52.85030106]
["6005","6008","50","6005600850",-58.58586871349754,0.57113538774908423,-58.861312380000001,{"$nulls":5},"431949161",-3.4094072799999999]
["6005","6105","11","6005610511",-1.7541751693979349E-51,1.230852209972909E-108,0,{"$nulls":5},"431949182",-3.4212249899999998]
["6005","6240","4B","600562404B",-59.352117334380281,0.49458340602319578,-59.653877749999999,{"$nulls":5},"431949273",-3.4297945200000002]
["6005","6240","3B","600562403B",-59.352117334380281,0.49458340602319578,-59.653877749999999,{"$nulls":5},"432243301",-27.116619910000001]
["6006","6007","T3","60066007T3",20.45426320908474,0,20.454263210000001,{"$nulls":5},"432343361",12.947871660000001]
["6006","6007","T1","60066007T1",4.642228432670537,0,4.6422284300000003,{"$nulls":5},"432343381",22.102481319999999]
["6006","6007","T2","60066007T2",4.642228432670537,0,4.6422284300000003,{"$nulls":5},"432543401",-14.104083019999999]
["6007","6005","T3","60076005T3",-27.29331475039384,0,-27.29331475,{"$nulls":5},"432643451",0]
["6007","6005","T1","60076005T1",-6.2487325875901698,0,-6.2487325900000004,{"$nulls":5},"432743291",-7.6041549999999999E-2]
["6007","6005","T2","60076005T2",-6.2487325875901698,0,-6.2487325900000004,{"$nulls":5},"432743571",7.6040549999999998E-2]
["6008","6009","T3","60086009T3",38.488367839331971,0,38.488367840000002,{"$nulls":5},"432843421",26.606890839999998]
["6008","6009","T1","60086009T1",26.771969714725589,0,26.77196971,{"$nulls":5},"432843591",-5.3744271899999996]
["6008","6009","T2","60086009T2",26.771969714725589,0,26.77196971,{"$nulls":5},"432943311",29.954386]
["6008","6182","51","6008618251",-46.704785076164853,0.2452040864382985,-47.034002639999997,{"$nulls":5},"433048271",-16.37882742]
["6008","6182","52","6008618252",-46.704785076164853,0.2452040864382985,-47.034002639999997,{"$nulls":5},"433143541",-6.0826051799999998]
["6008","6182","5A","600861825A",-45.548233915403323,0.3715475664385543,-45.869299060000003,{"$nulls":5},"433643541",6.0927596399999997]
["6008","6240","4C","600862404C",71.869200280398232,0.52478248601270971,72.17572466,{"$nulls":5},"433643611",-52.70511277]
["6008","6240","3C","600862403C",71.869200280398232,0.52478248601270971,72.17572466,{"$nulls":5},"434043431",35.15612204]
["6008","6460","2B","600864602B",50.93536984963869,0.15644303767368481,51.304455439999998,{"$nulls":5},"434049201",-2.2711521299999999]
["6008","6460","3B","600864603B",50.93536984963869,0.15644303767368481,51.304455439999998,{"$nulls":5},"434049222",-2.2711521299999999]
["6008","6520","4A","600865204A",-45.324270264692707,0.14499175114739921,-45.643461590000001,{"$nulls":5},"434143591",35.976959399999998]
["6008","6520","5A","600865205A",-45.324270264692707,0.14499175114739921,-45.643461590000001,{"$nulls":5},"434243861",0]
["6008","6550","6A","600865506A",-43.543511699544219,0.32869704559320978,-43.850352010000002,{"$nulls":5},"434243921",7.8072164099999997]
["6008","6753","41","6008675341",6.8883817975459129E-24,8.1689582202732421E-51,0,{"$nulls":5},"434543461",0]
["6008","6753","42","6008675342",-6.8883817975305845E-24,8.9006341946563381E-51,0,{"$nulls":5},"435043181",0]
["6009","6010","T1","60096010T1",-2.813396365608428,0,-2.81339637,{"$nulls":5},"435043291",30.325402489999998]
["6009","6010","T2","60096010T2",-2.813396365608428,0,-2.81339637,{"$nulls":5},"435743581",-2.2626246499999998]
["6010","6008","T1","60106008T1",-5.3269963656084274,0,-5.3269963699999998,{"$nulls":5},"435743622",-2.2626246499999998]
["6010","6008","T2",{"$f":"_xlfn.CONCAT(A515:C515)","v":"60106008T2"},-5.3269963656084274,0,{"$f":"VLOOKUP(D515,M:N,2,0)","v":-5.3269963699999998},{"$nulls":5},"435844201",-2.2626246499999998]
["6011","6012","T1","60116012T1",0.1097309820243814,0,0.10972299000000001,{"$nulls":5},"435943501",30.44873411]
["6011","6012","T2","60116012T2",0.1097309820243814,0,0.10972299000000001,{"$nulls":5},"436244202",-2.2626246499999998]
["6011","6012","T3","60116012T3",0.107521633393018,0,0.10751380000000001,{"$nulls":5},"439249191",-1.8957436400000001]
["6011","6096","7","601160967",-80.655393150854039,0.42284400888072399,-80.721543220000001,{"$nulls":5},"440044051",0]
["6011","6096","8","601160968",-80.655393150854039,0.42284400888072399,-80.721543220000001,{"$nulls":5},"440143151",22.842462739999998]
["6011","6182","6C","601161826C",57.537288395192107,0.51909260236065247,57.89407902,{"$nulls":5},"440143151",22.842462739999998]
["6011","6182","5B","601161825B",57.537288395192107,0.51909260236065247,57.89407902,{"$nulls":5},"440144061",-19.479985190000001]
["6011","6380","9A","601163809A",25.281980960217041,3.0041392379820519E-2,24.694266079999998,{"$nulls":5},"440244031",3.4857696800000002]
["6012","6013","T1","60126013T1",9.9124492314238299,0,9.9124505200000002,{"$nulls":5},"440244041",8.4892494099999993]
["6012","6013","T2","60126013T2",9.9124492314238299,0,9.9124505200000002,{"$nulls":5},"440244051",-28.212254040000001]
["6012","6013","T3","60126013T3",9.6607138909185934,0,9.6607151400000006,{"$nulls":5},"440244052",-28.212254040000001]
["6012","6087","15","6012608715",-17.480872239539451,5.5615722754428387E-2,-17.48088611,{"$nulls":5},"440244061",17.293560599999999]
["6012","6087","16","6012608716",-17.480872239539451,5.5615722754428408E-2,-17.48088611,{"$nulls":5},"440244111",-7.21142124]
["6013","6011","T1","60136011T1",-6.654086437878421,0,-6.6540851400000003,{"$nulls":5},"440244151",0]
["6013","6011","T2","60136011T2",-6.654086437878421,0,-6.6540851400000003,{"$nulls":5},"440244191",32.679810750000001]
["6013","6011","T3","60136011T3",-6.3621147704769001,0,-6.3621135300000002,{"$nulls":5},"440343161",-15.69387699]
["6014","6015","T2","60146015T2",3.53969316959006,0,3.5396931700000001,{"$nulls":5},"440343162",-15.69387699]
["6014","6015","T1","60146015T1",3.6163865215978448,0,3.6163865199999998,{"$nulls":5},"440344071",-5.1454402699999999]
["6014","6330","27","6014633027",-7.0941363656239451,2.013070830962724E-3,-7.0941363700000002,{"$nulls":5},"440443191",16.856587059999999]
["6014","6380","9B","601463809B",-41.533122757306749,8.1075013440755073E-2,-40.947233740000001,{"$nulls":5},"440443192",16.936127689999999]
["6014","6510","8A","601465108A",-6.8678604874328526,1.669729771689386E-3,-6.86786049,{"$nulls":5},"440443193",17.332671250000001]
["6015","6016","T1","60156016T1",3.4196684199859471,0,3.4196684199999998,{"$nulls":5},"440444061",23.05450377]
["6015","6016","T2","60156016T2",3.4406112712019592,0,3.4406112700000002,{"$nulls":5},"440444201",27.460356879999999]
["6016","6014","T1","60166014T1",-3.211816103127656,0,-3.2118161000000001,{"$nulls":5},"440448001",-48.07670529]
["6016","6014","T2","60166014T2",-3.1701042056844391,0,-3.1701042099999999,{"$nulls":5},"440448031",-55.70135484]
["6018","6123","5","601861235",5.6087981852840253E-35,2.8941927716585737E-73,0,{"$nulls":5},"440643401",22.37519369]
["6018","6173","1A","601861731A",27.443626864703251,0.23785314013000061,27.44362701,{"$nulls":5},"440643402",22.37519369]
["6018","6173","2A","601861732A",27.443626864703251,0.23785314013000061,27.44362701,{"$nulls":5},"440644121",-28.526872900000001]
["6024","6060","3B","602460603B",12.006769052993601,3.1340928172184472E-2,12.006769179999999,{"$nulls":5},"441048001",0]
["6059","6060","1","605960601",-10.89885642286279,1.187850713261775E-5,-10.89885651,{"$nulls":5},"441943921",24.52430262]
["6059","6066","30","6059606630",-1.047302397120742E-33,8.4072963139288442E-71,0,{"$nulls":5},"441944011",29.76791879]
["6059","6074","23","6059607423",-10.89885642286279,0,-10.89885651,{"$nulls":5},"442043571",11.434308679999999]
["6059","6173","2B","605961732B",-28.961828700690241,3.6621463196903542E-2,-28.961828780000001,{"$nulls":5},"442043572",11.434308679999999]
["6059","6270","0A","605962700A",-8.7188950821760205,3.8009565726996599E-4,-8.7188951499999998,{"$nulls":5},"475044081",-59.10774808]
["6059","6290","1C","605962901C",-25.63941457942941,3.08968402588653E-3,-25.639414599999999,{"$nulls":5},"475048031",19.999405299999999]
["6059","6684","51","6059668451",2.6628595018255391E-51,3.188742080690211E-106,0,{"$nulls":5},"475048321",37.347593349999997]
["6060","6074","26","6060607426",10.89885642286279,0,10.89885651,{"$nulls":5},"480048271",13.9320457]
["6060","6170","4B","606061704B",-18.555437392771228,5.8703875790717508E-2,-18.555437520000002,{"$nulls":5},"480048321",-37.337132420000003]
["6060","6270","0B","606062700B",8.719275194404446,3.8012879957878348E-4,8.7192752700000007,{"$nulls":5},"482741731",-4.9044273]
["6082","6001","T1","60826001T1",-4.9134468020335387,0,-4.9134468099999999,{"$nulls":5},"490844011",-1.75967674]
["6083","6001","T2","60836001T2",-4.9134468020335387,0,-4.9134468099999999,{"$nulls":5},"491044011",-1.7656104100000001]
["6084","6001","T3","60846001T3",-9.8289093771140639,0,-9.8289093899999997,{"$nulls":5},"491644041",-3.4094072799999999]
["6085","6003","T1","60856003T1",-2.017520095460744,0,-2.0175201,{"$nulls":5},"491844042",-3.4212249899999998]
["6086","6003","T2","60866003T2",-2.017520095460744,0,-2.0175201,{"$nulls":5},"491944191",-1.8957436400000001]
["6087","6088","17","6087608817",-12.04485335166248,6.0932966750483018E-3,-12.04488119,{"$nulls":5},"492044061",-2.2711521299999999]
["6087","6092","18","6087609218",-14.71167674925419,3.246501491618196E-3,-14.711676750000001,{"$nulls":5},"492244062",-2.2711521299999999]
["6087","6300","T1","60876300T1",-8.2654999999999994,0,-8.2654999999999994,{"$nulls":5},"492744043",-3.4297945200000002]
["6096","6179","18","6096617918",102.15870843047,0.1685478875871356,102.42371392,{"$nulls":5},"4408500001",-59.32523707]
["6096","6263","0A","609662630A",25.935853899767199,0.10686684737682479,25.539039129999999,{"$nulls":5},"4412500501",-28.67490162]
["6100","6171","1A","610061711A",12.67643106058833,1.470330925569715E-2,11.74416403,{"$nulls":5},"6000560501",41.252468899999997]
["6100","6243","2A","610062432A",12.76502135132254,1.7451491977680051E-2,11.82469513,{"$nulls":5},"6400583501",43.273454260000001]
["6170","6280","43","6170628043",3.3056631666527813E-51,1.737458026447018E-106,0,{"$nulls":5},"6500560501",0.48490295999999999]
["6173","6290","1B","617362901B",25.655110333619319,2.830194150789777E-2,25.655110409999999,{"$nulls":5},"50000500501",68.772311700000003]
["6173","6604","57","6173660457",-3.5777326777095098E-51,2.3424313137065341E-107,0,{"$nulls":5},"50000511501",-156.72755171]
["6178","6179","19","6178617919",40.648282488843783,3.6350223124442579E-3,40.64828249,{"$nulls":5},"50000512001",0]
["6179","6182","16","6179618216",75.748580262277727,0.48771702999881222,76.098506819999997,{"$nulls":5},"50050500541",16.680732729999999]
["6179","6182","17","6179618217",75.748580262277727,0.48771702999881222,76.098506819999997,{"$nulls":5},"50050500541",16.680732729999999]
["6179","6340","29","6179634029",26.582081960268429,3.137335441160382E-2,26.14279423,{"$nulls":5},"50050501001",-159.61689523000001]
["6179","6360","22","6179636022",-35.896666993668553,6.9840532007984846E-2,-35.89666699,{"$nulls":5},"50050509001",115.12043844999999]
["6182","6440","5A","618264405A",-8.5248468970831226,1.233479077123326E-2,-9.0611232699999995,{"$nulls":5},"500505145010",39.766623860000003]
["6182","6520","4B","618265204B",45.43847216627308,8.3412052013329005E-2,45.759279159999998,{"$nulls":5},"50054504541",0]
["6182","6520","5B","618265205B",45.43847216627308,8.3412052013329005E-2,45.759279159999998,{"$nulls":5},"50054506041",0]
["6240","6241","T1","62406241T1",24.014800000000001,0,24.014800000000001,{"$nulls":5},"50100501031",-22.185769480000001]
["6243","6470","2A",{"$f":"_xlfn.CONCAT(A579:C579)","v":"624364702A"},12.75608244522615,4.2632021509544579E-4,{"$f":"VLOOKUP(D579,M:N,2,0)","v":11.81702466},{"$nulls":5},"50100502001",10.824143230000001]
["6260","6261","T1","62606261T1",-2.9552097368062178,0,-2.9552097399999999,{"$nulls":5},"50150508001",150.86260541999999]
["6260","6263","0B","626062630B",-35.498178007276337,4.9484937604910607E-2,-35.103532860000001,{"$nulls":5},"50200501501",84.906057779999998]
["6260","6340","30","6260634030",-8.7185501642360084,9.4902376532425212E-3,-8.2802417199999994,{"$nulls":5},"50200502501",-144.01018979]
["6260","6400","21","6260640021",44.194112524984448,4.7656117797652088E-2,43.363058860000002,{"$nulls":5},"50200509001",110.43714065]
["6261","6262","T1","62616262T1",6.4447902631937817,0,6.4447902600000004,{"$nulls":5},"50200530501",101.88034306]
["6261","6490","50","6261649050",-2.8902307927919299E-35,8.6850653668160968E-74,0,{"$nulls":5},"50250502531",0]
["6262","6260","T1","62626260T1",-2.9245097368062192,0,-2.92450974,{"$nulls":5},"50250503001",-18.251559480000001]
["6330","6331","T1","63306331T1",-13.964418603792909,0,-13.9644186,{"$nulls":5},"50300511501",17.251669379999999]
["6330","6510","8B","633065108B",6.8689855275360889,5.8035043478325301E-4,6.8689855299999998,{"$nulls":5},"50350503541",0]
["6331","6332","44","6331633244",-13.98220930189645,3.5581396207091227E-2,-13.982209299999999,{"$nulls":5},"50350503541",0]
["6360","6363","23","6360636323",-27.59180854020401,5.5042561062943592E-2,-27.591808539999999,{"$nulls":5},"50350509001",-137.91514395999999]
["6363","6366","24","6363636624",-16.421664910367738,1.7070179264517919E-2,-16.421664910000001,{"$nulls":5},"50350532001",105.92783005]
["6380","6381","T2","63806381T2",-8.1533499999999997,0,-8.1533499999999997,{"$nulls":5},"50354504041",0]
["6380","6381","T1","63806381T1",-8.1533499999999997,0,-8.1533499999999997,{"$nulls":5},"50454504991",0]
["6400","58350","1","6400583501",44.101045945860349,0.13847704045054471,43.273454260000001,{"$nulls":5},"50454505541",0]
["6440","6441","33","6440644133",1.5510673541204851E-34,7.8044474356874343E-73,0,{"$nulls":5},"50504506041",0]
["6440","6442","34","6440644234",-3.421573534458731E-34,2.6481608251764428E-72,0,{"$nulls":5},"50650507501",81.085734419999994]
["6440","6443","35","6440644335",-6.6378306864720142E-34,3.6217974494705548E-72,0,{"$nulls":5},"50650508001",-92.956122059999998]
["6440","6500","5B","644065005B",1.02198071508616,9.9848902039966563E-6,0.48490784999999997,{"$nulls":5},"50700507501",-69.653095179999994]
["6500","56050","1","6500560501",1.0219590122374951,3.3420807126189948E-5,0.48490295999999999,{"$nulls":5},"50700509501",67.923935409999999]
["6510","6511","36","6510651136",-5.6565496943936916E-40,2.5597243556116299E-85,0,{"$nulls":5},"50800513001",59.476088369999999]
["6511","6513","37","6511651337",1.10040119792687E-33,4.9646194652354546E-72,0,{"$nulls":5},"50900547501",87.609657409999997]
["6550","6182","6B","655061826B",-43.721164542334229,2.660863998681506E-2,-44.030518200000003,{"$nulls":5},"50950531501",66.607146920000005]
["6713","6460","2A","671364602A",-54.905165343682633,0.30296500673242138,-55.271171719999998,{"$nulls":5},"50950545001",-4.5040857900000004]
["6753","6755","43","6753675543",-4.2278444605806679E-24,7.9506526746173016E-52,0,{"$nulls":5},"51200512501",0]
["6753","6755","44","6753675544",4.2278444604512703E-24,8.1740860339027294E-52,0,{"$nulls":5},"51300532001",61.142897650000002]
["12007","12195","1","12007121951",8.5339739459710801E-36,1.592035629247819E-74,0,{"$nulls":5},"514505400010",23.056161500000002]
["12007","12225","1","12007122251",1.0261311985891739E-35,1.0297804415102579E-74,0,{"$nulls":5},"53000530501",-118.12257185]
["12029","12031","1","12029120311",1.5694542800437951E-42,3.6947801057216808E-90,0,{"$nulls":5},"53000530502",-104.88291406]
["12029","12282","1","12029122821",9.5238421725025634E-35,1.20635747736562E-73,0,{"$nulls":5},"53000531001",0]
["12030","12177","1","12030121771",-7.8006806935617143E-24,5.4217901781069668E-51,0,{"$nulls":5},"53000531002",0]
["12030","12282","1","12030122821",7.8006806935617143E-24,7.8984103829212588E-52,0,{"$nulls":5},"53004530001",-24.11500006]
["12031","12136","1","12031121361",-6.3562808658671994E-37,2.9299752634486518E-76,0,{"$nulls":5},"53004530001",-24.949166730000002]
["12036","12089","1","12036120891",1.5749769654475149E-35,4.9611048833805257E-75,0,{"$nulls":5},"53004530002",-22.038430609999999]
["12036","12257","1","12036122571",1.1337787941573341E-36,5.7973991369046682E-77,0,{"$nulls":5},"53004530002",-22.038430609999999]
["12047","12142","1","12047121421",-2.8358561541327969E-41,1.527995224117243E-87,0,{"$nulls":5},"53004530003",-22.038430609999999]
["12047","12178","1","12047121781",-9.6543156779436154E-36,3.4486150147473518E-75,0,{"$nulls":5},"53004530003",-22.038430609999999]
["12049","12239","1","12049122391",-4.2879949550991089E-35,5.3322012131370703E-74,0,{"$nulls":5},"53004530004",-21.826231140000001]
["12094","12251","1","12094122511",-3.5027824991761669E-35,5.9629698249559276E-74,0,{"$nulls":5},"53004530004",-21.826231140000001]
["12108","12144","1","12108121441",-3.1700744768595328E-52,2.009874437767249E-109,0,{"$nulls":5},"53004532041",7.5807628600000001]
["12127","12129","1","12127121291",1.3804257694504469E-35,2.6182604690189689E-74,0,{"$nulls":5},"53004533041",20.83055843]
["12127","12239","1","12127122391",1.122376081031104E-36,1.7069315311518501E-76,0,{"$nulls":5},"53004533541",57.54553662]
["12129","12154","1","12129121541",-1.3747740054005039E-35,6.5583123737595579E-75,0,{"$nulls":5},"53004534541",52.80146019]
["12136","12294","1","12136122941",-5.5092167955039958E-37,7.2200076122034861E-77,0,{"$nulls":5},"53004536041",34.307535999999999]
["12142","12205","1","12142122051",-1.4438238145567229E-36,2.578683855654152E-76,0,{"$nulls":5},"53004536541",7.6238549200000003]
["12154","12257","1","12154122571",7.1068310672614928E-35,9.2932967986211361E-74,0,{"$nulls":5},"53050531501",43.836190799999997]
["12183","12238","1","12183122381",4.4028838823946339E-35,8.6264969844234472E-74,0,{"$nulls":5},"53050531502",43.707482249999998]
["12195","12242","1","12195122421",3.1689782099593879E-35,1.3758119366420451E-74,0,{"$nulls":5},"53050539001",-61.52865877]
["12204","12282","1","12204122821",-7.8006806935723408E-24,8.7807443625473272E-51,0,{"$nulls":5},"53050539002",-61.595106579999999]
["12218","12234","1","12218122341",5.5371413332024498E-36,2.2228452254297792E-75,0,{"$nulls":5},"53150535501",10.833886509999999]
["12218","12254","1","12218122541",1.8446847284148401E-35,2.2186658592049989E-74,0,{"$nulls":5},"53150542001",15.908152899999999]
["12221","12234","1","12221122341",-6.4944982739654308E-35,4.5552788456983156E-74,0,{"$nulls":5},"53154531501",-18.085313129999999]
["12221","12243","1","12221122431",3.8327621090272702E-35,4.2307388307058094E-74,0,{"$nulls":5},"53154531501",-18.085313129999999]
["12238","12280","1","12238122801",4.4315210823767259E-36,2.185751594225047E-75,0,{"$nulls":5},"53154531502",-15.18460043]
["12242","12269","1","12242122691",4.2550255005044511E-35,7.9482012423650448E-74,0,{"$nulls":5},"53154531502",-15.18460043]
["12257","12258","1","12257122581",-3.1010349467853921E-35,5.4332760237691181E-74,0,{"$nulls":5},"53154531503",-18.57911008]
["12281","12136","1","12281121361",-2.9022812208205738E-36,1.98451446868186E-75,0,{"$nulls":5},"53154531503",-18.57911008]
["12283","12292","1","12283122921",9.0909237873072507E-43,8.2644895306628807E-91,0,{"$nulls":5},"53154536541",35.117373280000002]
["12292","12294","1","12292122941",3.9491387043784868E-36,1.922481508346418E-75,0,{"$nulls":5},"53154536542",35.117373280000002]
["12292","12295","1","12292122951",-8.8119345901027582E-36,9.5719390717201509E-75,0,{"$nulls":5},"53154537041",32.856094720000002]
["12295","12144","1","12295121441",1.84360103817109E-36,8.0852195575648017E-76,0,{"$nulls":5},"53154580041",0.54588901000000001]
["12305","12177","1","12305121771",5.3747240701130252E-36,5.8191299946854498E-75,0,{"$nulls":5},"53200530501",114.24932238]
["12305","12285","1","12305122851",2.8338766064716091E-36,4.193392093068391E-75,0,{"$nulls":5},"53200532041",26.148912939999999]
["14002","1718","1",{"$f":"_xlfn.CONCAT(A643:C643)","v":"1400217181"},-0.32973154514455438,5.9931319681870439E-5,{"$f":"VLOOKUP(D643,M:N,2,0)","v":-0.32412984},{"$nulls":5},"53200532042",26.148912939999999]
["14005","1447","1","1400514471",-2.050547601267835,9.0032009897977568E-4,-2.0416590700000001,{"$nulls":5},"53204532541",24.631845569999999]
["14005","1449","1","1400514491",2.0493568792664769,1.481123903734359E-3,2.0404786499999998,{"$nulls":5},"53204533041",8.4017791200000005]
["14011","1702","1","1401117021",-4.5226127833228381E-37,1.2862514494015291E-76,0,{"$nulls":5},"53204541041",24.39264889]
["22372","28371","1","22372283711",-2.9291543808419949,4.6074306727147409E-4,-2.9231475599999999,{"$nulls":5},"53254541041",-2.4144750099999999]
["22372","28371","2","22372283712",-2.9291543808419949,4.6074306727147409E-4,-2.9231475599999999,{"$nulls":5},"53354534041",34.153721050000001]
["24161","28161","1","24161281611",-0.1333767649722791,9.5528870903106959E-7,-0.10072212,{"$nulls":5},"53404538541",-22.43367512]
["24161","28161","2","24161281612",-0.1333767649722791,9.6240445360485781E-7,-0.10072212,{"$nulls":5},"53454537541",-6.9327966999999999]
["24181","28181","1","24181281811",2.327778110060402,2.9314360529549189E-4,2.28855795,{"$nulls":5},"53550540501",-2.8330102899999998]
["24181","28181","2","24181281812",2.327778110060402,3.0072957659703879E-4,2.28855795,{"$nulls":5},"53604536541",-28.717498389999999]
["27101","27171","1","27101271711",40.313636875615302,0.1516301633823659,40.406522430000003,{"$nulls":5},"53704580041",-6.1057452000000003]
["27101","27321","1","27101273211",44.077657792407337,0.26578050057235281,43.984980700000001,{"$nulls":5},"53754537561",0]
["27111","27351","1","27111273511",-1.9304761216157301E-35,1.0203808797679859E-73,0,{"$nulls":5},"53754538541",-45.132633949999999]
["27131","27411","1","27131274111",8.8721310778801978,1.6837076439714441E-2,8.9304950699999992,{"$nulls":5},"53754581041",-20.235844749999998]
["27131","27411","2","27131274112",8.9390381562990449,1.904968651328922E-2,8.9978422899999995,{"$nulls":5},"53850540501",26.497443910000001]
["27131","27441","1","27131274411",16.335211099579521,7.1352781133976695E-2,16.218314790000001,{"$nulls":5},"53850560001",-13.054001599999999]
["27161","24161","1","27161241611",-0.13314034513979209,8.6150068309162776E-7,-0.10054375,{"$nulls":5},"53850584501",-70.688409859999993]
["27161","24161","2","27161241612",-0.13361136051174891,8.6939218853488609E-7,-0.10089945,{"$nulls":5},"53854538501",-10.786035679999999]
["27161","27351","1","27161273511",27.358389159755799,0.2479719068421341,27.08550735,{"$nulls":5},"53854538501",-10.786035679999999]
["27161","27411","1","27161274111",22.834551820134092,0.1190394455834646,22.38168692,{"$nulls":5},"53854538502",-24.94785353]
["27171","27321","1","27171273211",13.34825981626093,5.6463987114790573E-2,13.23951233,{"$nulls":5},"53854538502",-10.645501019999999]
["27171","27371","1","27171273711",42.466017979094921,0.32929402591594842,42.56611161,{"$nulls":5},"53854580041",-10.78289552]
["27171","27371","2","27171273712",42.466017979094921,0.32929402591594842,42.56611161,{"$nulls":5},"53900540001",-51.302548969999997]
["27181","24181","1","27181241811",2.3307635726887881,3.0802041576152931E-4,2.2914880800000001,{"$nulls":5},"53900542501",-80.807083370000001]
["27181","24181","2","27181241812",2.3253993297136701,3.1147096565564838E-4,2.2862142300000001,{"$nulls":5},"54000542501",-56.934077539999997]
["27181","27211","1","27181272111",-65.600751612487073,0.61109112292149803,-65.560590140000002,{"$nulls":5},"540005610010",15.932928889999999]
["27181","27321","1","27181273211",16.562251132908361,0.1023992370946694,16.855754090000001,{"$nulls":5},"54154580041",0]
["27181","27341","1","27181273411",1.4870272684399659,8.8383666380448505E-4,1.52929651,{"$nulls":5},"54200535501",9.2037588299999999]
["27181","27431","1","27181274311",22.496055754697888,0.31583986255198082,22.74190308,{"$nulls":5},"54500582001",7.3548754599999997]
["27181","27431","2","27181274312",22.496055754697888,0.31583986255198082,22.74190308,{"$nulls":5},"54750530001",62.609185019999998]
["27211","27341","1","27211273411",27.343311690704951,0.30078228808271151,27.38340577,{"$nulls":5},"56000561001",-36.881228800000002]
["27281","27321","1","27281273211",-0.6057803401805697,8.2289312559972056E-5,-0.52478586000000005,{"$nulls":5},"56050561001",25.201157039999998]
["27281","27391","1","27281273911",0.60572748939501486,2.3412258549794759E-5,0.52474620000000005,{"$nulls":5},"58004580541",-10.46830093]
["27301","27371","1","27301273711",-43.024465703147882,8.5335924320806167E-2,-42.823229650000002,{"$nulls":5},"58004581041",-10.817146620000001]
["27301","27431","1","27301274311",-40.167249754420688,9.8095203532307773E-2,-40.368580600000001,{"$nulls":5},"58054581041",-11.435890519999999]
["27321","27431","1","27321274311",41.579089426709523,0.18187193527871309,41.750606429999998,{"$nulls":5},"58150582001",14.71024991]
["27341","27401","1","27341274011",14.63695772721411,8.5096339115078065E-2,14.71837951,{"$nulls":5},"58150583001",-11.65779143]
["27341","27511","1","27341275111",-1.280171374379949E-33,1.1724252401631341E-70,0,{"$nulls":5},"58150585001",-17.845938799999999]
["27351","27381","1","27351273811",1.034291042212631,2.243282442122707E-4,0.76392123000000001,{"$nulls":5},"58300583041",6.1900706599999999]
["27361","27371","1","27361273711",-34.3552904931962,4.0601837879593268E-2,-34.506268329999997,{"$nulls":5},"58300583041",6.1900706599999999]
["27361","27481","1","27361274811",-1.565136705350918,2.5255921465362638E-4,-1.41431453,{"$nulls":5},"58300583501",-38.913508299999997]
["27371","22372","1","27371223721",-2.9287155790972381,4.1686042224179791E-4,-2.9227105600000001,{"$nulls":5},"58300586001",7.1884086399999996]
["27371","22372","2","27371223722",-2.9287155790972381,4.1686042224179791E-4,-2.9227105600000001,{"$nulls":5},"58304583002",-3.8148578799999999]
["27371","27431","1","27371274311",-2.697063385938343,5.4628873317346706E-4,-2.9666207299999998,{"$nulls":5},"58304583002",-3.8148578799999999]
["27371","27501","1","27371275011",12.914231704342139,1.4728110473141501E-2,13.2977761,{"$nulls":5},"58450585001",-55.77425049]
["27381","27411","1","27381274111",-10.883141925194179,4.8372030602144678E-2,-10.7698585,{"$nulls":5},"58500586001",-7.1871296400000002]
["27381","27501","1","27381275011",1.893133569439037,2.4370892039811528E-6,1.5100326399999999,{"$nulls":5},"600060141",-41.315563359999999]
["27391","27401","1","27391274011",0.60565311280458234,1.2534092231514409E-4,0.52469038000000001,{"$nulls":5},"60016002T1",93.22166009]
["27411","27441","1","27411274411",16.720002646831968,8.1854725435747927E-2,16.501254670000002,{"$nulls":5},"60016002T2",93.22166009]
["27421","27441","1","27421274411",-5.7860475118358927,3.9705318129737684E-3,-5.6027792500000002,{"$nulls":5},"60016002T3",186.44332018]
["27421","27461","1","27421274611",5.7825608792659304,3.002733326953025E-3,5.5995099399999999,{"$nulls":5},"60016002T5",164.15187834]
["27431","27451","1","27431274511",-6.7387464629579245E-41,2.4658012213371169E-85,0,{"$nulls":5},"600160031C",-238.17856233000001]
["27431","27451","2","27431274512",6.694715498362051E-41,2.4336834072976909E-85,0,{"$nulls":5},"600160054A",-103.6716483]
["27431","27461","1","27431274611",43.18486585064985,0.13185073754468071,43.368384769999999,{"$nulls":5},"6002601812",71.800839339999996]
["27441","27481","1","27441274811",-46.122079899828748,2.531423042600563E-2,-46.272842359999999,{"$nulls":5},"6002601837",107.90877589]
["27461","27471","1","27461274711",-1.271163507435968E-34,3.9329951168582421E-72,0,{"$nulls":5},"600260243A",45.59738342]
["27491","27511","1","27491275111",-1.3450010406816501E-35,2.8457816312907601E-74,0,{"$nulls":5},"600260367",0]
["28161","27161","1","28161271611",1.3609597965524769,2.5930961949650229E-5,1.0277566300000001,{"$nulls":5},"60026082T1",-4.9134468099999999]
["28161","27161","2","28161271612",1.356361959401962,2.57560487087782E-5,1.0242844799999999,{"$nulls":5},"60026083T2",-4.9134468099999999]
["28161","28371","1","28161283711",11.96232054810093,1.596963779913977E-2,11.06909553,{"$nulls":5},"60026084T3",-9.8289093899999997]
["28161","28371","2","28161283712",11.96232054810093,1.596963779913977E-2,11.06909553,{"$nulls":5},"600261704A",29.836680340000001]
["28161","29161","1","28161291611",-25.423376341094059,1.3702578969115109E-2,-25.157112300000001,{"$nulls":5},"60036004T1",38.277929899999997]
["28161","29162","2","28161291622",-1.5082067253315179,3.7987281689798183E-5,0.74503368000000003,{"$nulls":5},"60036004T2",38.277929899999997]
["28181","27181","1","28181271811",-23.662341479259119,5.1511389193858118E-3,-23.263637719999998,{"$nulls":5},"600361711B",1.8460499999999999E-3]
["28181","27181","2",{"$f":"_xlfn.CONCAT(A707:C707)","v":"28181271812"},-23.662341479259119,5.2071295598139179E-3,{"$f":"VLOOKUP(D707,M:N,2,0)","v":-23.263637719999998},{"$nulls":5},"600364603A",-50.999053539999998]
["28181","28371","1","28181283711",20.915301861413582,4.7682033862991503E-2,21.7419346,{"$nulls":5},"600364702B",13.191886739999999]
["28181","28371","2","28181283712",20.915301861413582,4.7682033862991503E-2,21.7419346,{"$nulls":5},"600367132A",-38.798069769999998]
["28181","29181","1","28181291811",6.0192225717228096,4.1846851624967657E-3,4.5095834000000004,{"$nulls":5},"60046085T1",-2.0175201]
["28181","29182","2","28181291822",4.0740703655224513,2.1843032935688362E-3,3.05233263,{"$nulls":5},"60046086T2",-2.0175201]
["28371","27371","1","28371273711",29.910149502005179,1.2524638605252211E-2,29.848816790000001,{"$nulls":5},"6005600147",108.18448689]
["28371","27371","2","28371273712",29.910149502005179,1.2524638605252211E-2,29.848816790000001,{"$nulls":5},"6005600148",108.18448689]
["50000","50050","1","50000500501",68.029250690058021,0.26795998117319902,68.772311700000003,{"$nulls":5},"60056006T1",10.890048699999999]
["50000","51150","1","50000511501",-157.2143858671858,0.86507270932587332,-156.72755171,{"$nulls":5},"60056006T2",10.890048699999999]
["50000","51200","1","50000512001",-7.1763517037334136E-34,1.812800836903847E-71,0,{"$nulls":5},"60056006T3",7.9586226800000004]
["50050","50054","1","50050500541",16.68075,0,16.680732729999999,{"$nulls":5},"6005600849",-58.861312380000001]
["50050","50054","1","50050500541",16.68075,0,16.680732729999999,{"$nulls":5},"6005600850",-58.861312380000001]
["50050","50100","1","50050501001",-160.23439095126369,0.2046302285468736,-159.61689523000001,{"$nulls":5},"6005610511",0]
["50050","50900","1","50050509001",114.5645529674043,0.92531509416179392,115.12043844999999,{"$nulls":5},"600562403B",-59.653877749999999]
["50050","51450","10","500505145010",39.44252650209399,0.2712541006979719,39.766623860000003,{"$nulls":5},"600562404B",-59.653877749999999]
["50054","50454","1","50054504541",-4.7168367115566529E-34,5.7846226265070304E-71,0,{"$nulls":5},"60066007T1",4.6422284300000003]
["50054","50604","1","50054506041",-8.1793317051135368E-36,2.852678558946628E-74,0,{"$nulls":5},"60066007T2",4.6422284300000003]
["50100","50103","1","50100501031",-22.18576947908155,2.461041836894733E-3,-22.185769480000001,{"$nulls":5},"60066007T3",20.454263210000001]
["50100","50200","1","50100502001",10.205968349769361,1.7290857132778001E-3,10.824143230000001,{"$nulls":5},"60076005T1",-6.2487325900000004]
["50150","50800","1","50150508001",150.34498174584121,1.147359423095345,150.86260541999999,{"$nulls":5},"60076005T2",-6.2487325900000004]
["50200","50150","1","50200501501",84.384246487142946,3.7170059508159117E-2,84.906057779999998,{"$nulls":5},"60076005T3",-27.29331475]
["50200","50250","1","50200502501",-143.52390152286031,1.016978075922929,-144.01018979,{"$nulls":5},"60086009T1",26.77196971]
["50200","50900","1","50200509001",110.19264246034609,1.159600962203595,110.43714065,{"$nulls":5},"60086009T2",26.77196971]
["50200","53050","1","50200530501",101.5551865327278,2.0699106014776159,101.88034306,{"$nulls":5},"60086009T3",38.488367840000002]
["50250","50253","1","50250502531",-1.741277497285406E-51,1.000575616442334E-107,0,{"$nulls":5},"6008618251",-47.034002639999997]
["50250","50300","1","50250503001",-17.761683128665322,4.3851356871272892E-3,-18.251559480000001,{"$nulls":5},"6008618252",-47.034002639999997]
["50300","51150","1","50300511501",17.741423262669901,9.0020816424168561E-3,17.251669379999999,{"$nulls":5},"600861825A",-45.869299060000003]
["50350","50354","1","50350503541",4.6866166493344987E-34,0,0,{"$nulls":5},"600862403C",72.17572466]
["50350","50354","1","50350503541",4.6866166789299223E-34,0,0,{"$nulls":5},"600862404C",72.17572466]
["50350","50900","1","50350509001",-137.43995265029301,0.14922895061766669,-137.91514395999999,{"$nulls":5},"600864602B",51.304455439999998]
["50350","53200","1","50350532001",105.4555690237618,0.53713836094145606,105.92783005,{"$nulls":5},"600864603B",51.304455439999998]
["50354","50404","1","50354504041",9.8344669600749727E-34,2.2825150731758281E-71,0,{"$nulls":5},"600865204A",-45.643461590000001]
["50454","50499","1","50454504991",-5.2449100327690731E-34,9.9307783319148468E-72,0,{"$nulls":5},"600865205A",-45.643461590000001]
["50454","50554","1","50454505541",-4.5896390006282799E-36,7.4864249998737298E-75,0,{"$nulls":5},"600865506A",-43.850352010000002]
["50504","50604","1","50504506041",-1.369723490316935E-35,4.9849104628834023E-74,0,{"$nulls":5},"6008675341",0]
["50650","50750","1","50650507501",80.671493278588173,0.15553856688435541,81.085734419999994,{"$nulls":5},"6008675342",0]
["50650","50800","1","50650508001",-92.540333281233885,0.16014143840709449,-92.956122059999998,{"$nulls":5},"60096010T1",-2.81339637]
["50700","50750","1","50700507501",-69.239906169641742,3.6435651008494017E-2,-69.653095179999994,{"$nulls":5},"60096010T2",-2.81339637]
["50700","50950","1","50700509501",67.511234170484911,4.0108347305154043E-2,67.923935409999999,{"$nulls":5},"60106008T1",-5.3269963699999998]
["50800","51300","1","50800513001",59.379007525532813,5.3981016646521593E-2,59.476088369999999,{"$nulls":5},"60106008T2",-5.3269963699999998]
["50900","54750","1","50900547501",87.294983394492647,0.80997381743603813,87.609657409999997,{"$nulls":5},"60116012T1",0.10972299000000001]
["50950","53150","1","50950531501",66.593330025768978,0.19512555057252329,66.607146920000005,{"$nulls":5},"60116012T2",0.10972299000000001]
["50950","54500","1","50950545001",-4.9027782750687416,1.3309416916780911E-3,-4.5040857900000004,{"$nulls":5},"60116012T3",0.10751380000000001]
["51200","51250","1","51200512501",-4.1150575975392316E-34,6.7565459133950776E-72,0,{"$nulls":5},"601160967",-80.721543220000001]
["51300","53200","1","51300532001",61.046206348014238,0.1900213383906062,61.142897650000002,{"$nulls":5},"601160968",-80.721543220000001]
["51450","54000","10","514505400010",22.73463607258272,2.472675832455698E-2,23.056161500000002,{"$nulls":5},"601161825B",57.89407902]
["53000","53050","1","53000530501",-118.1432259949309,0.1312035253757996,-118.12257185,{"$nulls":5},"601161826C",57.89407902]
["53000","53050","2","53000530502",-104.9012532039054,9.3536319851873911E-2,-104.88291406,{"$nulls":5},"601163809A",24.694266079999998]
["53000","53100","1","53000531001",-1.208663062742393E-23,8.1808518357317965E-52,0,{"$nulls":5},"60126013T1",9.9124505200000002]
["53000","53100","2","53000531002",1.208663062581648E-23,7.8886785537859451E-52,0,{"$nulls":5},"60126013T2",9.9124505200000002]
["53004","53000","1","53004530001",-24.91167686057673,0,-24.11500006,{"$nulls":5},"60126013T3",9.6607151400000006]
["53004","53000","2","53004530002",-22.00531456017611,0,-22.038430609999999,{"$nulls":5},"6012608715",-17.48088611]
["53004","53000","3","53004530003",-22.00531456017611,0,-22.038430609999999,{"$nulls":5},"6012608716",-17.48088611]
["53004","53000","4","53004530004",-21.793433952306469,0,-21.826231140000001,{"$nulls":5},"60136011T1",-6.6540851400000003]
["53004","53000","1","53004530001",-24.07876365247234,0,-24.11500006,{"$nulls":5},"60136011T2",-6.6540851400000003]
["53004","53000","2","53004530002",-22.00531456017611,0,-22.038430609999999,{"$nulls":5},"60136011T3",-6.3621135300000002]
["53004","53000","3","53004530003",-22.00531456017611,0,-22.038430609999999,{"$nulls":5},"60146015T1",3.6163865199999998]
["53004","53000","4","53004530004",-21.793433952306469,0,-21.826231140000001,{"$nulls":5},"60146015T2",3.5396931700000001]
["53004","53204","1","53004532041",7.630946477839224,7.4419657820692688E-3,7.5807628600000001,{"$nulls":5},"6014633027",-7.0941363700000002]
["53004","53304","1","53004533041",20.862639266002969,4.0347648779190282E-2,20.83055843,{"$nulls":5},"601463809B",-40.947233740000001]
["53004","53354","1","53004533541",57.440319394492839,6.9287196134968351E-2,57.54553662,{"$nulls":5},"601465108A",-6.86786049]
["53004","53454","1","53004534541",52.699461364686456,0.18940730615833509,52.80146019,{"$nulls":5},"60156016T1",3.4196684199999998]
["53004","53604","1","53004536041",34.253234696925198,5.103785779331485E-2,34.307535999999999,{"$nulls":5},"60156016T2",3.4406112700000002]
["53004","53654","1","53004536541",7.5318211507725152,2.7666406466491252E-3,7.6238549200000003,{"$nulls":5},"60166014T1",-3.2118161000000001]
["53050","53150","1",{"$f":"_xlfn.CONCAT(A771:C771)","v":"53050531501"},43.552890265523068,5.1897932293151788E-2,{"$f":"VLOOKUP(D771,M:N,2,0)","v":43.836190799999997},{"$nulls":5},"60166014T2",-3.1701042099999999]
["53050","53150","2","53050531502",43.425013517194841,5.1650193973748711E-2,43.707482249999998,{"$nulls":5},"601861235",0]
["53050","53900","1","53050539001",-61.665199579432667,0.17834179175713219,-61.52865877,{"$nulls":5},"601861731A",27.44362701]
["53050","53900","2","53050539002",-61.731794846838532,0.1785747672362698,-61.595106579999999,{"$nulls":5},"601861732A",27.44362701]
["53150","53550","1","53150535501",10.549412644676829,2.7343979326181901E-3,10.833886509999999,{"$nulls":5},"602460603B",12.006769179999999]
["53150","54200","1","53150542001",15.618693788281091,1.6100277313037951E-3,15.908152899999999,{"$nulls":5},"605960601",-10.89885651]
["53154","53150","1","53154531501",-18.084470946250029,0,-18.085313129999999,{"$nulls":5},"6059606630",0]
["53154","53150","2","53154531502",-15.183893318887749,0,-15.18460043,{"$nulls":5},"6059607423",-10.89885651]
["53154","53150","3","53154531503",-18.578244897000879,0,-18.57911008,{"$nulls":5},"605961732B",-28.961828780000001]
["53154","53150","1","53154531501",-18.084470946250029,0,-18.085313129999999,{"$nulls":5},"605962700A",-8.7188951499999998]
["53154","53150","2","53154531502",-15.183893318887749,0,-15.18460043,{"$nulls":5},"605962901C",-25.639414599999999]
["53154","53150","3","53154531503",-18.578244897000879,0,-18.57911008,{"$nulls":5},"6059668451",0]
["53154","53654","1","53154536541",35.190605487984058,3.8885091638783308E-2,35.117373280000002,{"$nulls":5},"6060607426",10.89885651]
["53154","53654","2","53154536542",35.190605487984058,3.8885091638783308E-2,35.117373280000002,{"$nulls":5},"606061704B",-18.555437520000002]
["53154","53704","1","53154537041",32.786324095939399,4.4932619394862212E-2,32.856094720000002,{"$nulls":5},"606062700B",8.7192752700000007]
["53154","58004","1","53154580041",0.46430902080798192,4.566045118901667E-5,0.54588901000000001,{"$nulls":5},"60826001T1",-4.9134468099999999]
["53200","53050","1","53200530501",113.7666208589992,0.31192254092237381,114.24932238,{"$nulls":5},"60836001T2",-4.9134468099999999]
["53200","53204","1","53200532041",26.107806696324818,0,26.148912939999999,{"$nulls":5},"60846001T3",-9.8289093899999997]
["53200","53204","2","53200532042",26.107806696324818,0,26.148912939999999,{"$nulls":5},"60856003T1",-2.0175201]
["53204","53254","1","53204532541",24.631852084824899,6.3949145653364237E-2,24.631845569999999,{"$nulls":5},"60866003T2",-2.0175201]
["53204","53304","1","53204533041",8.3697364820115823,7.8038472499043611E-3,8.4017791200000005,{"$nulls":5},"6087608817",-12.04488119]
["53204","54104","1","53204541041",24.392653497155319,5.9440654308765141E-2,24.39264889,{"$nulls":5},"6087609218",-14.711676750000001]
["53254","54104","1","53254541041",-2.4144778290013549,5.1068199915834485E-4,-2.4144750099999999,{"$nulls":5},"60876300T1",-8.2654999999999994]
["53354","53404","1","53354534041",34.048932368367673,0.1126868561153757,34.153721050000001,{"$nulls":5},"6096617918",102.42371392]
["53404","53854","1","53404538541",-22.53855695192145,0.1002917844628505,-22.43367512,{"$nulls":5},"609662630A",25.539039129999999]
["53454","53754","1","53454537541",-7.0345555195698326,8.0264623542530677E-3,-6.9327966999999999,{"$nulls":5},"610061711A",11.74416403]
["53550","54050","1","53550540501",-3.4067532264256992,1.617871875879211E-4,-2.8330102899999998,{"$nulls":5},"610062432A",11.82469513]
["53604","53654","1","53604536541",-28.771773973374991,2.5579482807066831E-2,-28.717498389999999,{"$nulls":5},"6170628043",0]
["53704","58004","1","53704580041",-6.175472175609813,7.8599237035557584E-3,-6.1057452000000003,{"$nulls":5},"617362901B",25.655110409999999]
["53754","53756","1","53754537561",1.8125989701305309E-34,2.6612671714797931E-73,0,{"$nulls":5},"6173660457",0]
["53754","53854","1","53754538541",-45.248350777225298,0.1013469557789119,-45.132633949999999,{"$nulls":5},"6178617919",40.64828249]
["53754","58104","1","53754581041",-20.222245348496319,5.2507794170425913E-2,-20.235844749999998,{"$nulls":5},"6179618216",76.098506819999997]
["53850","54050","1","53850540501",27.071562228701939,1.545621736488733E-2,26.497443910000001,{"$nulls":5},"6179618217",76.098506819999997]
["53850","56000","1","53850560001",-13.56966457783448,1.7781993892624161E-2,-13.054001599999999,{"$nulls":5},"6179634029",26.14279423]
["53850","58450","1","53850584501",-71.107495682577508,0.1293395386026982,-70.688409859999993,{"$nulls":5},"6179636022",-35.89666699]
["53854","53850","2","53854538502",-10.712333230244081,0,-24.94785353,{"$nulls":5},"618264405A",-9.0611232699999995]
["53854","53850","1","53854538501",-10.85375017057734,0,-10.786035679999999,{"$nulls":5},"618265204B",45.759279159999998]
["53854","53850","2","53854538502",-25.10447558538117,0,-24.94785353,{"$nulls":5},"618265205B",45.759279159999998]
["53854","53850","1","53854538501",-10.85375017057734,0,-10.786035679999999,{"$nulls":5},"62406241T1",24.014800000000001]
["53854","58004","1","53854580041",-10.64524440337062,3.8529217658547759E-3,-10.78289552,{"$nulls":5},"624364702A",11.81702466]
["53900","54000","1","53900540001",-51.442045918904718,0.1603648157523557,-51.302548969999997,{"$nulls":5},"62606261T1",-2.9552097399999999]
["53900","54250","1","53900542501",-80.942599076418119,0.30661976335750168,-80.807083370000001,{"$nulls":5},"626062630B",-35.103532860000001]
["54000","54250","1","54000542501",-56.798154035850338,4.387401210557048E-2,-56.934077539999997,{"$nulls":5},"6260634030",-8.2802417199999994]
["54000","56100","10","540005610010",15.3376601114997,4.3002569874808487E-2,15.932928889999999,{"$nulls":5},"6260640021",43.363058860000002]
["54154","58004","1","54154580041",-3.5649586779386308E-34,5.7190186689344775E-72,0,{"$nulls":5},"62616262T1",6.4447902600000004]
["54200","53550","1","54200535501",8.9143854979365038,1.406552957863026E-3,9.2037588299999999,{"$nulls":5},"6261649050",0]
["54500","58200","1","54500582001",6.956129474242764,8.5355968530924603E-4,7.3548754599999997,{"$nulls":5},"62626260T1",-2.92450974]
["54750","53000","1","54750530001",62.297926933959303,9.5939103630647976E-2,62.609185019999998,{"$nulls":5},"63306331T1",-13.9644186]
["56000","56100","1","56000561001",-37.399305304719697,0.1304994598778168,-36.881228800000002,{"$nulls":5},"633065108B",6.8689855299999998]
["56050","56100","1","56050561001",26.316999947377631,5.720747856262063E-2,25.201157039999998,{"$nulls":5},"6331633244",-13.982209299999999]
["58004","58054","1","58004580541",-10.47513799940679,6.1667426051918248E-3,-10.46830093,{"$nulls":5},"6360636323",-27.591808539999999]
["58004","58104","1","58004581041",-10.823969159412419,1.047395276773366E-2,-10.817146620000001,{"$nulls":5},"6363636624",-16.421664910000001]
["58054","58104","1","58054581041",-11.442707994665779,4.3732479127896844E-3,-11.435890519999999,{"$nulls":5},"63806381T1",-8.1533499999999997]
["58150","58200","1","58150582001",15.10917145394626,9.3483551899132839E-3,14.71024991,{"$nulls":5},"63806381T2",-8.1533499999999997]
["58150","58300","1","58150583001",-12.11630013002204,5.6417057293508691E-3,-11.65779143,{"$nulls":5},"6440644133",0]
["58150","58500","1","58150585001",-17.786790498015609,1.648287263507754E-3,-17.845938799999999,{"$nulls":5},"6440644234",0]
["58300","58304","1","58300583041",6.1900839379282537,0,6.1900706599999999,{"$nulls":5},"6440644335",0]
["58300","58304","1","58300583041",6.1900839379282537,0,6.1900706599999999,{"$nulls":5},"644065005B",0.48490784999999997]
["58300","58350","1","58300583501",-39.736227739846093,0.11415937157798769,-38.913508299999997,{"$nulls":5},"6510651136",0]
["58300","58600","1","58300586001",7.5500176258593692,2.1889062201902259E-4,7.1884086399999996,{"$nulls":5},"6511651337",0]
["58304","58300","2","58304583002",-3.8148660620717449,0,-3.8148578799999999,{"$nulls":5},"655061826B",-44.030518200000003]
["58304","58300","2","58304583002",-3.8148660620717449,0,-3.8148578799999999,{"$nulls":5},"671364602A",-55.271171719999998]
["58450","58500","1","58450585001",-56.194428038764222,4.4525173770714292E-2,-55.77425049,{"$nulls":5},"6753675543",0]
["58500","58600","1","58500586001",-7.5486067239226493,2.6029132514215261E-3,-7.1871296400000002,{"$nulls":5},"6753675544",0]

{"sheet":"IEP-TOTAL","index":1,"n_rows":557,"n_cols":3,"rows_kept":557,"cut":false,"hidden":false,"merged":[]}
["nodo","Inyeccion","Retiro"]
[1101,208.32,0]
[1102,22.87,35.031000000000013]
[1103,2.125767211145895E-45,0]
[1105,1.558398724377756E-45,0]
[1106,2.264847694786044E-45,29.521999999999998]
[1107,0,106.91500000000001]
[1108,3.3247493044065483E-45,122.56100000000001]
[1109,0,162.45500000000001]
[1110,0,0]
[1111,1.0830894731753441E-45,2.235574387423171E-46]
[1113,1.218682240957619E-45,0]
[1114,3.9140940316281962E-45,0]
[1115,0,0]
[1117,2.2841356448725409E-45,1.162365594873784E-45]
[1119,8.9238419527621886E-48,0]
[1120,8.1431000000000004,0]
[1121,7.2392609010344034E-46,0]
[1122,4.0920907061541623E-46,2.3875984539130239E-45]
[1124,35.000000585595167,56.093000078006163]
[1126,8.8279551700409671E-8,59.237092157388098]
[1128,1.848056052678489E-46,3.416885113441412E-47]
[1129,2.1162401258391729E-47,0]
[1131,1.0728822278145119E-45,0]
[1132,1.4612741252967689E-45,6.9915947774608571E-46]
[1133,17.953700000000001,16.8]
[1140,123.2627,26.7]
[1141,40.031999999999996,0]
[1145,39.776000000000003,0]
[1151,7.6403897256263934E-46,5.8688251679468181E-46]
[1153,2.7744498894904681E-45,1.8835362642354362E-45]
[1154,0,0]
[1155,0,5.6690830141608139E-46]
[1159,0,0]
[1163,0,1.058570361048748E-45]
[1164,7.9566230087432742E-46,0]
[1165,49.567999999999998,0]
[1166,3.7706117870562093E-46,0]
[1168,47.957000000000001,0]
[1169,0,7.4909044847945915E-46]
[1170,1.3495999999999999,2.1513565110520089E-46]
[1174,9.7379171958751971E-46,2.039079779791322E-45]
[1204,5.6988769670842931E-46,9.1083298044137856E-46]
[1206,0,0]
[1207,0,8.533575486040809E-46]
[1215,0,0]
[1216,1.622545406947844E-45,7.1652020036519855E-46]
[1217,2.7230647292077131E-46,7.5053562593083929E-47]
[1218,1.8029560153736829E-45,0]
[1219,68.570999999999998,0]
[1220,0,6.95393390442015E-46]
[1223,1.870612381606186E-45,0]
[1240,5.5977712764847278E-46,3.7234031602962751E-46]
[1241,0,0]
[1249,8.1085763016177353E-46,1.6930636023475769E-45]
[1251,1.2398351403531269E-45,0]
[1301,0,0]
[1302,0,8.6377258673918812E-46]
[1303,0,7.7606362255906804E-46]
[1304,3.013027259701554E-46,3.1796857022153201E-46]
[1305,0,2.2476012844081929E-45]
[1306,0,0]
[1308,0,9.463026764701756E-46]
[1309,2.5221700794092241E-47,5.5212099966171823E-46]
[1310,0,1.344107707377832E-45]
[1312,0,4.8633632798623792E-46]
[1314,4.6805496843058768E-46,0]
[1315,0,0]
[1318,4.3157136994102257E-46,0]
[1321,0,5.6705261243957386E-47]
[1322,0,1.191216470991191E-45]
[1323,3.1386959385749591E-46,0]
[1324,1.0337555012426871E-45,1.1627676904972741E-45]
[1325,0,0]
[1327,0,0]
[1329,1.921780435221333E-46,7.1113992369872206E-46]
[1331,0,0]
[1336,9.0974445459871447E-46,0]
[1337,0,0]
[1338,3.7900392367329482E-46,1.17747209820946E-46]
[1339,4.1562704818058601E-46,0]
[1372,1.3725845540219279E-45,0]
[1374,0,0]
[1388,7.6996971836752739E-47,0]
[1403,1.705927579092893E-45,0]
[1406,0,0]
[1407,0,0]
[1408,6.1223486514673488E-45,0]
[1409,1.027477829469127E-45,2.9307080355107151E-45]
[1411,3.2444316002320521E-46,0]
[1414,5.4863841567848218E-45,0]
[1415,0,6.1805547904878904E-45]
[1416,0,1.6133080965462741E-45]
[1417,8.225763941131863E-46,1.743735623850572E-45]
[1418,0,2.7223231505409609E-45]
[1422,9.2123955101514288E-46,0]
[1423,2.1362267704545911E-48,5.810930056584948E-47]
[1424,0,0]
[1425,2.6029988692470141E-46,0]
[1427,2.4632155770366089E-45,0]
[1428,2.0765712193863351E-45,5.7683302001683262E-46]
[1429,0,2.7426702472655499E-45]
[1431,6.2363250202999192E-45,7.7361588414810958E-45]
[1432,3.9504782118839478E-45,0]
[1433,1.2695894314972541E-45,0]
[1434,2.0261776274047459E-45,6.7216063691153293E-46]
[1435,0,5.9826040438719514E-46]
[1439,1.8777926101657961E-45,0]
[1442,1.9910656831509989E-45,0]
[1444,33.241,17.748000000000001]
[1445,0,0]
[1447,0,4.5929946673926223E-45]
[1449,1.4191423491980799E-45,2.9795329841025538E-45]
[1490,1.0268711059174399E-44,0]
[1491,5.2668181497216761E-45,0]
[1492,6.6401770188840776E-45,0]
[1493,0,4.564072495472333E-46]
[1495,0,9.5878211898078427E-46]
[1497,0,2.6950988670846921E-45]
[1498,2.0098285481859949E-45,0]
[1499,0,1.8793544315128561E-45]
[1501,0,7.4099948072826157E-48]
[1502,5.9608164307209634E-47,0]
[1503,3.6277210639443673E-45,0]
[1504,0,1.5712054135175559E-46]
[1505,3.6277210639443673E-45,0]
[1506,2.9031335892084939E-46,0]
[1507,0,1.17683503273425E-45]
[1509,7.2893551348855662E-46,1.8282730743979321E-45]
[1511,7.2893551348855662E-46,1.8282730743979321E-45]
[1513,0,1.4979228342178179E-45]
[1516,9.1341909210977579E-45,0]
[1518,3.2949823744001972E-45,0]
[1519,0,1.5527046053625249E-45]
[1520,0,5.5518295310619518E-46]
[1521,0,4.0452701275053927E-45]
[1522,0,0]
[1524,0,1.030244207502178E-45]
[1526,4.6652366021472562E-45,5.3152894144132708E-45]
[1527,0,1.4039566541148499E-45]
[1528,0,5.7844640089401481E-46]
[1667,3.7280500623981738E-45,0]
[1702,3.5658282208849952E-45,0]
[1710,22.910000539472989,44.8752]
[1713,6.4481039418990144E-45,0]
[1714,1.8102838853498359E-45,1.5806919494403859E-45]
[1715,1.3546239428710159E-45,0]
[1718,0,2.0747099950473799E-45]
[1719,0,0]
[1730,5.608920474341673E-45,0]
[1732,1.517833458546786E-45,0]
[1735,0,0]
[1736,0,5.5474168513381472E-45]
[1755,3.8279358102963439E-46,0]
[1758,0,0]
[1762,3.774379254135909E-45,0]
[1764,0,1.937090881727913E-45]
[1771,0,27.6]
[1772,5.7856457180882065E-45,0]
[1795,6.0895700647370948E-46,0]
[1810,0,0]
[1813,0,3.7026719246072962E-46]
[1816,1.4352476684905951E-45,0]
[1820,1.009015351605072E-45,0]
[1821,0,6.7638863449111424E-46]
[1822,0,0]
[1823,3.5597907994026637E-45,0]
[1828,4.4819466007184154E-46,8.8404445551242241E-46]
[1832,0,0]
[1833,4.5503342972599556E-46,0]
[1835,6.702035318286657E-46,0]
[1840,32.079000000000001,0]
[1841,0,1.148178385566985E-45]
[1842,4.0923408602262467E-46,0]
[1845,1.888792372188252E-45,0]
[1846,1.0601063575653639E-45,0]
[1857,0,2.0705987830849361E-45]
[1862,1.457118666529396E-45,0]
[1863,1.248492798170848E-45,7.1873503356339643E-46]
[1869,4.732218256343131E-46,4.7265084346720963E-46]
[1908,1.337313985163072E-45,0]
[3029,3.883,34.0642]
[3030,0,31.468599999999999]
[3031,3.3972418178511411E-44,17.018699999999999]
[3032,88.9786,1.6054999999999999]
[3033,0,14.9315]
[3034,99.338000000000008,29.14059995130804]
[3036,0,2.180016132192038E-44]
[3037,1.8191324187637329E-46,51.056199999999997]
[3038,23.728000000000002,19.618400000000001]
[3040,0,9.4726999999999997]
[3045,0,29.060300000000002]
[3049,0,25.688700000000001]
[3052,6.3060159375991992E-45,41.744100000000003]
[3055,6.4510000000000014,56.1492]
[3059,0,1.038735809371798E-45]
[3060,3.9689999999999999,30.023599999999998]
[3064,1.3734642827154539E-44,2.8479999999999999]
[3075,0,13.004899999999999]
[3077,0,31.147500000000001]
[3078,2.9512761867121152E-45,52.501199999999997]
[3080,0,1.321770914423342E-44]
[3082,5.9249999999999998,7.2248999999999999]
[3085,0,25.367599999999999]
[3091,1.2371021553046779E-44,8.9909999999999997]
[3093,0,1.6879120304248691E-44]
[3095,0,24.7254]
[3098,20,4.1910449865133191E-44]
[3100,3.5950000000000002,23.440899999999999]
[3101,9.57,53.1434]
[3103,0,12.041600000000001]
[3108,3.5203876584539591E-44,14.6104]
[3110,0,2.573576712772403E-44]
[3113,0,15.8949]
[3116,1.1268886244355661E-44,3.1650639852820761E-45]
[3118,6.3752984015077135E-45,7.4414999999999996]
[3120,2.7994853401504561E-44,2.6750438030532269E-44]
[3122,0,11.559900000000001]
[3123,10.115,43.670699999999997]
[3131,0,7.2248999999999999]
[3132,0,1.3699702990416259E-44]
[3155,2.5294241969603381E-44,20.711500000000001]
[3160,0,14.9315]
[3179,0,8.5093999999999994]
[3180,0.14399999999999999,12.2021]
[3183,6.7830000000000004,18.0855]
[3190,8.0756370361165266E-46,0]
[3203,10.115,0]
[3204,227,0]
[3211,0,5.7060271203524773E-44]
[3213,70,1.4184513168447971E-44]
[3219,30,3.4829142569538462E-44]
[3300,0,0]
[3301,240,0]
[3310,8.2533214712347815E-45,7.5460000000000003]
[3355,0,6.0767777860796814E-45]
[3408,0,17.3399]
[3424,0,33.7164]
[3427,0,1.63609927751132E-44]
[3428,0,4.6386691795419046E-44]
[3429,0,2.8358406824103892E-44]
[3544,11,0]
[3550,28,5.1105637877254897E-45]
[3553,14,29.140599999999999]
[3592,1.8195196168887371E-44,3.4740166338049431E-44]
[4122,1.7864058430963171E-44,0]
[4124,4.5417709137785361E-45,0]
[4173,0,0]
[4300,4.5862448812763407E-45,24.01]
[4302,2.1902597523406029E-44,0]
[4305,1.548300368860678E-44,0]
[4306,0,0]
[4307,10.83,5.65]
[4312,0,0]
[4315,1.8841260577949591E-44,59.570000000000007]
[4316,52.822000000000003,35.002000000000002]
[4317,0,65.2]
[4318,1.075192946185672E-44,3.3139126637396409E-46]
[4319,3.0265747444715708E-44,40.46]
[4322,0,0]
[4323,1.925799090503371E-44,0]
[4325,1.4850294459676731E-45,1.058320067204641E-44]
[4326,0,0]
[4327,1.2040682154007511E-44,0]
[4328,22.8,1.5049999999999999]
[4329,1.329405876932524E-44,0.11]
[4330,25.65,14.77]
[4331,15.85,51.81]
[4336,32.279000000000003,91.74]
[4338,3.564272789540214E-44,0]
[4340,1.1881535541507619E-44,0]
[4341,67,6.1929999999999996]
[4342,0,5.51]
[4343,3.9646624859782911E-44,0]
[4345,1.7211611940871719E-44,0]
[4346,1.5742557838940719E-44,0]
[4350,0,0]
[4354,0,1.4264330436908599E-44]
[4357,7.4437997969994071E-45,11.32]
[4358,1.016943589355855E-44,6.9188756673373566E-45]
[4359,1.5855059098097789E-44,0]
[4361,3.3013449037126739E-44,0]
[4362,0,1.857830423957596E-44]
[4386,0,4.2583498731178971E-45]
[4392,3.2742859813900882E-45,0]
[4400,0,7.8334993025278626E-45]
[4401,9.5615238672869371E-45,0]
[4402,2.9223728186193221E-8,1.6199999546940631]
[4403,2.5678566324255148E-44,56.300000039508397]
[4404,0,2.9087101535586722E-44]
[4405,57,0.57000000000000006]
[4406,7.8799284819953588E-45,1.2518759846544251E-44]
[4407,2.3903787217091658E-44,0]
[4408,3.1543412168551511E-44,0]
[4410,0,1.134258958050774E-44]
[4411,2.1621510490841741E-44,0]
[4412,2.5650592374180381E-44,0]
[4415,0,1.7284100973327391E-44]
[4419,23.689299999999999,0.14000000000000001]
[4420,1.427709223325872E-44,0]
[4750,47.3,49]
[4800,29.92,0.23]
[4803,35.880000000000003,0]
[4827,3.425226705837026E-44,2.4500000000000002]
[4832,0,2.8770708079899381E-44]
[4908,0,0]
[4910,0,1.3089889105755969E-44]
[4916,1.114113419008907E-44,0]
[4918,3.6605034405714561E-47,0]
[4919,0,0]
[4920,0,4.6913898150645044E-44]
[4922,0,4.6913898150645044E-44]
[4927,0,1.537084385034527E-44]
[6000,0,2.8402094978997102E-45]
[6001,0,4.0444539801061688E-45]
[6002,4.436182662012027E-45,301.25479999999999]
[6003,243.05210014854771,0]
[6004,2.449728573865903E-45,80.590900000000005]
[6005,154.46000015902209,5.5391917233270882E-45]
[6006,6.2381480043971007E-48,2.9528117892226901E-46]
[6007,0,69.529499999999999]
[6008,194.31000044544339,0]
[6009,4.8620000000000001,102.5211]
[6010,2.8513999999999999,7.8785999999999996]
[6011,2.032905390536882E-45,5.4792617025266803E-45]
[6012,3.07304618760201E-46,5.7474999999999996]
[6013,8.1154000000000011,57.271299999999997]
[6014,6.2398623767793952E-45,0]
[6015,0,0.29580000000000001]
[6016,7.4724177415255099E-45,13.2422]
[6018,10.00000026530631,134.54750000000001]
[6024,0,33.413499999999999]
[6036,5.8349500964600404E-45,0]
[6059,3.5267234760183902E-7,85.097800000000007]
[6060,0,5.0695389684529475E-44]
[6066,2.0038256207028889E-44,0]
[6074,0,8.9314122743002499E-45]
[6082,3.5034262696558472E-45,0]
[6083,4.5485285628051347E-45,7.5442260102548414E-46]
[6084,3.6739640500479078E-45,3.087103599222815E-45]
[6085,1.9576916251938039E-45,1.7818656330034751E-45]
[6086,0,1.009886127221976E-45]
[6087,1.2196454393883079E-44,0]
[6088,12.0479,0]
[6092,14.7133,0]
[6096,289.96589999999998,0]
[6100,26.061929812527559,0.60440000000000005]
[6105,3.7095436667880602E-45,0]
[6123,1.4220513403704011E-45,0]
[6170,0,11.154500000000001]
[6171,1.474609207035817E-7,11.739699999999999]
[6173,1.4738545697446281E-7,0]
[6178,40.650100000000002,0]
[6179,0,6.6772454536593611E-45]
[6182,0,5.3438380038436068E-45]
[6240,0,3.8838638320846308E-45]
[6241,0,24.014800000000001]
[6243,2.71664901005042E-45,0]
[6260,5.6539208663524612E-45,0]
[6261,9.4,6.598346558588722E-45]
[6262,0,9.3693000000000008]
[6263,9.6404999999999994,3.0174074416656283E-45]
[6270,0,0]
[6280,2.3982866471659362E-45,0]
[6290,5.8576984897377129E-8,0]
[6300,8.2654999999999994,0]
[6330,4.8015113308963038E-45,0]
[6331,3.6636943147825722E-45,7.0605584064489944E-46]
[6332,14,2.9014486761084922E-45]
[6340,8.8898098258428946E-45,17.8431]
[6360,8.3673000000000002,5.7114553593118545E-45]
[6363,11.206200000000001,0]
[6366,16.430199999999999,2.7164483119134279E-46]
[6380,0,0]
[6381,16.306699999999999,0]
[6400,1.6394249177099991E-44,0]
[6440,9.5530000000000008,0]
[6441,4.2790547215359688E-45,0]
[6442,8.3136719345207909E-45,0]
[6443,0,0]
[6460,4.1500000000000004,6.1750444158898484E-45]
[6470,4.2524634925318212E-45,25.006399999999999]
[6490,0,2.5354257648493571E-45]
[6500,0,3.8094447682382451E-45]
[6510,6.8228022259132229E-45,0]
[6511,0,0]
[6513,0,0]
[6520,2.3182860290690451E-45,0]
[6550,9.5667132791239899E-45,0]
[6604,1.4856717321030331E-41,0]
[6684,2.6430231992136411E-44,0]
[6713,7.1146449952079522E-46,16.293099999999999]
[6753,0,0]
[6755,4.0154428381064468E-45,0]
[12007,0,4.5974263494555682E-46]
[12029,2.005291531395674E-46,0]
[12030,0,0]
[12031,2.974595878709266E-46,7.9353677291151226E-46]
[12036,1.4323964654146419E-45,0]
[12047,0,0]
[12049,0,0]
[12080,0,1.065605927360352E-45]
[12089,2.4767645574064099E-46,3.2978893255992082E-45]
[12094,1.002991762789418E-45,1.326396125662779E-45]
[12108,0,6.301099548090005E-46]
[12127,6.4872386606637513E-46,0]
[12129,1.16462597665476E-45,0]
[12136,0,7.2088968126836419E-46]
[12142,0,3.4375480185889912E-46]
[12144,0,0]
[12154,0,0]
[12177,1.1575042084610109E-45,0]
[12178,1.087194145477651E-46,7.3390043266587503E-46]
[12183,0,9.1907803999493569E-46]
[12195,0,0]
[12204,1.617189547318156E-46,0]
[12205,0,2.274125627654916E-45]
[12218,1.154757149570633E-45,0]
[12219,0,1.9553847646478979E-45]
[12220,2.5775441212821629E-45,0]
[12221,1.7372586379570981E-45,0]
[12225,0,0]
[12234,0,1.150642643308229E-45]
[12238,3.2407979974896561E-46,0]
[12239,2.2475201990172819E-45,0]
[12241,4.9459520617706693E-46,7.8106779209529191E-46]
[12242,4.6738650188521608E-46,0]
[12243,0,0]
[12251,5.8431343395234254E-46,1.1022718807035189E-45]
[12254,0,0]
[12257,1.257003292101963E-45,0]
[12258,1.9375819487358961E-45,0]
[12269,0,0]
[12280,2.2888003524096079E-45,6.9587697162071211E-46]
[12281,1.9523088245395598E-45,0]
[12282,2.2954674452183919E-45,0]
[12283,5.2218863981022919E-46,3.5825314551309728E-46]
[12285,0,0]
[12292,1.087657466646337E-45,1.608589637139916E-45]
[12294,0,0]
[12295,1.676213339288795E-45,7.3619862932033969E-46]
[12305,0,0]
[14002,0,0]
[14005,1.734048959449831E-45,0]
[14011,4.7418980781464743E-46,1.6982724479279631E-45]
[14320,5.9108580243449543E-46,0]
[22372,1.9445709393165459E-44,0]
[24161,0,4.2489805776667089E-45]
[24181,0,1.434357989360286E-44]
[27101,84.6,2.0652864105638391E-44]
[27111,0,1.14739231882625E-44]
[27131,47.100000011484248,12.899999905681989]
[27161,72.89240001076098,25.500000107312498]
[27171,69.599999999999994,11.2]
[27181,58.8,8.6999999999999993]
[27211,93.4,0]
[27281,8.011091539792204E-44,0]
[27301,1.0635796956174789E-7,83.1]
[27321,0,31.5]
[27341,52.4,66.400000000000006]
[27351,11.1,37.299999999999997]
[27361,0,35.9]
[27371,0,62.6]
[27381,0,10]
[27391,1.5147401533504E-43,0]
[27401,0.1,15.3]
[27411,5.1715869682217681E-45,12.9]
[27421,5.1873438507418669E-44,0]
[27431,0,0]
[27441,0,73.3]
[27451,5.1369657143354287E-44,0]
[27461,0,48.899999985921298]
[27471,1.3441592084053359E-43,0]
[27481,47.8,0.1]
[27491,0,4.6755291011166737E-44]
[27501,0,14.8]
[27511,0,1.706040779813792E-44]
[28161,3.0094054351303317E-8,0]
[28181,7.1245191354750771E-8,0]
[28371,6.91523557754509E-45,0]
[29161,1.9041207329394529E-45,1.039007891729548E-45]
[29162,1.9614351701810601E-45,1.070249743258328E-45]
[29181,3.3668527567686623E-45,0]
[29182,1.746263136476113E-44,3.321277231677387E-44]
[50000,3.0686234798718652E-45,27.895499999999998]
[50050,0,10.5471]
[50054,5.4753999999999996,38.8369]
[50100,148.35900000000001,3.6904080730991992E-45]
[50103,22.187000000000001,1.2172801727344479E-44]
[50150,66.552999999999997,1.7349329682863161E-44]
[50200,155.97909999999999,11.434200000000001]
[50250,136.3271,10.0542]
[50253,2.0895677345270879E-44,1.1878785423228241E-44]
[50300,35.509799999999998,0]
[50350,2.9248359197042671E-8,31.641200000000001]
[50354,0,2.352886624363463E-44]
[50404,1.4137002422701291E-44,8.0591636155898111E-45]
[50454,0,4.1228283734059597E-45]
[50499,2.0047578815557939E-45,7.6488407485851176E-46]
[50504,0,9.0458881858587766E-45]
[50554,6.4391613775426726E-45,0]
[50604,5.4132597314526065E-47,0]
[50650,2.6802999999999999,14.391299999999999]
[50700,0.18240000000000001,1.8728]
[50750,0,11.335599999999999]
[50800,6.0007999999999999,3.7456999999999998]
[50900,1.499800029244734,0]
[50950,1.0004,6.7027999999999999]
[51150,139.91,9.3201631007224821E-45]
[51200,0,1.2727295473225049E-44]
[51250,0,7.1381073838682704E-45]
[51300,1.7891999999999999,0]
[51450,0,16.559899999999999]
[53000,0,104.5835]
[53004,7.111205325819406E-45,0]
[53050,2.9996999999999998,30.162600000000001]
[53100,5.7519296891522883E-47,1.1438335438545989E-44]
[53150,0,23.558399999999999]
[53154,0,1.3635678518315961E-44]
[53200,0,1.388226179306173E-44]
[53204,9.3468999999999998,11.729900000000001]
[53254,0.28999999999999998,27.304099999999998]
[53304,1.2501,30.458400000000001]
[53354,3.1166,26.417000000000002]
[53404,8.2907402920214308E-45,56.481000000000002]
[53454,0,59.635300000000001]
[53550,3.4688883368602347E-45,22.868400000000001]
[53604,4.2889404417361328E-45,62.986699999999999]
[53654,0,49.088200000000001]
[53704,2.2904705562906282E-45,38.935400000000001]
[53754,5.6173000000000002,63.9724]
[53756,1.047764102158661E-44,0]
[53850,0,0]
[53854,8,8.2798999999999996]
[53900,7.6429559543005584E-45,8.5756999999999994]
[54000,0,12.617100000000001]
[54050,1.6267906254992299E-45,23.657]
[54104,2.3001999999999998,24.2484]
[54154,6.4028869724839862E-45,9.5956580837365612E-45]
[54200,2.248211087813867E-45,6.7027999999999999]
[54250,137.916,5.9691531871155571E-45]
[54500,11.86,5.5716946247527302E-45]
[54750,0,24.5441]
[56000,7.1238645274174991E-45,23.755500000000001]
[56050,1.9200647064117641E-45,16.461300000000001]
[56100,5.8449039717524808E-45,4.1399999999999997]
[58004,0,4.9284999999999997]
[58054,3.9662000000000002,4.9284999999999997]
[58104,44.494,1.9714]
[58150,0,14.785600000000001]
[58200,3.4696000292485931,25.529800000000002]
[58300,0,7.5028797476978889E-45]
[58304,0,20.009899999999998]
[58350,0,4.2385000000000002]
[58450,15,0]
[58500,66.456999999999994,0]
[58600,0,1.075983009332816E-44]

{"sheet":"PEXANTES","index":2,"n_rows":557,"n_cols":7,"rows_kept":557,"cut":false,"hidden":false,"merged":[]}
["nodo","Precio Exante"]
[1101,42.237784693832467,{"$f":"VLOOKUP(A2,F:G,2,0)","v":42.23},null,null,1101,42.23]
[1102,42.442406437192467,{"$f":"VLOOKUP(A3,F:G,2,0)","v":42.44},null,null,1102,42.44]
[1103,42.105399078969143,42.1,null,null,1103,42.1]
[1105,42.442406437192467,42.44,null,null,1105,42.44]
[1106,42.440531523144237,42.43,null,null,1106,42.43]
[1107,43.175579080378753,43.17,null,null,1107,43.17]
[1108,43.25287410229484,43.24,null,null,1108,43.24]
[1109,43.087366880126098,43.08,null,null,1109,43.08]
[1110,41.970948294836127,41.96,null,null,1110,41.96]
[1111,42.442406437192467,42.44,null,null,1111,42.44]
[1113,42.577967944666128,42.57,null,null,1113,42.57]
[1114,43.02350711192048,43.02,null,null,1114,43.02]
[1115,42.775743464097943,42.77,null,null,1115,42.77]
[1117,42.36356622880308,42.36,null,null,1117,42.36]
[1119,41.98053775473192,41.97,null,null,1119,41.97]
[1120,42.387832740129298,42.38,null,null,1120,42.38]
[1121,42.387832740129298,42.38,null,null,1121,42.38]
[1122,42.856753945935523,42.85,null,null,1122,42.85]
[1124,42.565072948899633,42.56,null,null,1124,42.56]
[1126,43.0000000023947,43,null,null,1126,43]
[1128,41.970948294836127,41.96,null,null,1128,41.96]
[1129,42.983709726750611,42.98,null,null,1129,42.98]
[1131,42.856753945935523,42.85,null,null,1131,42.85]
[1132,42.172219117857622,42.17,null,null,1132,42.17]
[1133,42.520143646601383,42.51,null,null,1133,42.51]
[1140,42.36356622880308,42.36,null,null,1140,42.36]
[1141,42.105399078969143,42.1,null,null,1141,42.1]
[1145,41.957914539751421,41.95,null,null,1145,41.95]
[1151,42.442092956900481,42.44,null,null,1151,42.44]
[1153,43.26624244976685,43.26,null,null,1153,43.26]
[1154,43.064250826549923,43.06,null,null,1154,43.06]
[1155,43.175579080378753,43.17,null,null,1155,43.17]
[1159,43.046460896785582,43.04,null,null,1159,43.04]
[1163,43.064250826549923,43.06,null,null,1163,43.06]
[1164,42.36356622880308,42.36,null,null,1164,42.36]
[1165,42.005958458931829,42,null,null,1165,42]
[1166,42.36356622880308,42.36,null,null,1166,42.36]
[1168,42.100541327632648,42.09,null,null,1168,42.09]
[1169,42.048778403092662,42.04,null,null,1169,42.04]
[1170,42.633988479918727,42.63,null,null,1170,42.63]
[1174,42.856753945935523,42.85,null,null,1174,42.85]
[1204,43.064250826549923,43.06,null,null,12007,43.06]
[1206,42.442092956900481,42.44,null,null,12029,42.44]
[1207,42.442092956900481,42.44,null,null,12030,42.44]
[1215,43.064250826549923,43.06,null,null,12031,42.44]
[1216,43.064250826549923,43.06,null,null,12036,43.06]
[1217,42.442092956900481,42.44,null,null,1204,43.06]
[1218,42.144258099039973,42.14,null,null,12047,42.44]
[1219,42.144258099039973,42.14,null,null,12049,43.06]
[1220,42.356673349472523,42.35,null,null,1206,42.44]
[1223,42.36356622880308,42.36,null,null,1207,42.44]
[1240,42.395416760689713,42.39,null,null,12080,43.06]
[1241,42.356673349472523,42.35,null,null,12089,43.06]
[1249,43.064250826549923,43.06,null,null,12094,43.06]
[1251,42.442092956900481,42.44,null,null,12108,42.44]
[1301,42.830486268907777,42.82,null,null,12127,43.06]
[1302,41.945806360610653,41.94,null,null,12129,43.06]
[1303,42.268516938265357,42.26,null,null,12136,42.44]
[1304,41.965563191934322,41.96,null,null,12142,42.44]
[1305,41.98053775473192,41.97,null,null,12144,42.44]
[1306,41.948367084817463,41.94,null,null,1215,43.06]
[1308,41.971522685730939,41.97,null,null,12154,43.06]
[1309,42.037861476781053,42.03,null,null,1216,43.06]
[1310,41.948368698131191,41.94,null,null,1217,42.44]
[1312,41.971522685730939,41.97,null,null,12177,42.44]
[1314,41.955584668255092,{"$f":"VLOOKUP(A67,F:G,2,0)","v":41.95},null,null,12178,42.44]
[1315,42.340126672860748,42.33,null,null,1218,42.14]
[1318,42.103503349566992,42.1,null,null,12183,43.06]
[1321,41.960094364508222,41.95,null,null,1219,42.14]
[1322,41.95808054914945,41.95,null,null,12195,43.06]
[1323,41.948367084817463,41.94,null,null,1220,42.35]
[1324,41.968942865112417,41.96,null,null,12204,42.44]
[1325,41.98053775473192,41.97,null,null,12205,42.44]
[1327,41.98053775473192,41.97,null,null,12218,43.06]
[1329,41.985393306571723,41.98,null,null,12219,42.35]
[1331,42.981325996273462,42.97,null,null,12220,42.35]
[1336,42.005992609064201,42,null,null,12221,43.06]
[1337,42.005992609064201,42,null,null,12225,43.06]
[1338,41.964766000568723,41.96,null,null,1223,42.36]
[1339,41.955584668255092,41.95,null,null,12234,43.06]
[1372,41.968942865112417,41.96,null,null,12238,43.06]
[1374,41.95088320250418,41.94,null,null,12239,43.06]
[1388,41.98053775473192,41.97,null,null,12241,42.44]
[1403,42.634148488191137,42.63,null,null,12242,43.06]
[1406,43.131835717586043,43.12,null,null,12243,43.06]
[1407,43.936624831230603,43.92,null,null,12251,43.06]
[1408,43.48214364662649,43.47,null,null,12254,43.06]
[1409,44.14668555188512,44.13,null,null,12257,43.06]
[1411,43.280046150758032,43.28,null,null,12258,43.06]
[1414,43.555412466490203,43.54,null,null,12269,43.06]
[1415,43.115897519903612,43.11,null,null,12280,43.06]
[1416,42.634148488191137,42.63,null,null,12281,42.44]
[1417,42.731583402983937,42.72,null,null,12282,42.44]
[1418,44.01436091233856,44,null,null,12283,42.44]
[1422,43.290991642854948,43.29,null,null,12285,42.44]
[1423,42.835507213894218,42.83,null,null,12292,42.44]
[1424,43.936624831230603,43.92,null,null,12294,42.44]
[1425,43.100929585306602,43.09,null,null,12295,42.44]
[1427,42.805006042581347,42.8,null,null,12305,42.44]
[1428,43.280046150758032,43.28,null,null,1240,42.39]
[1429,42.634148488191137,42.63,null,null,1241,42.35]
[1431,43.411024106914716,43.4,null,null,1249,43.06]
[1432,44.094561996371489,44.08,null,null,1251,42.44]
[1433,43.988336323898608,43.97,null,null,1301,42.82]
[1434,43.057546710208229,43.06,null,null,1302,41.94]
[1435,44.119959852065968,44.1,null,null,1303,42.26]
[1439,43.101988503890929,43.09,null,null,1304,41.96]
[1442,43.411024106914716,43.4,null,null,1305,41.97]
[1444,42.529144824225916,42.52,null,null,1306,41.94]
[1445,43.59344219029461,43.58,null,null,1308,41.97]
[1447,42.628720474980113,42.62,null,null,1309,42.03]
[1449,42.95216817122742,42.94,null,null,1310,41.94]
[1490,44.108790959052222,44.09,null,null,1312,41.97]
[1491,44.112165766231897,44.09,null,null,1314,41.95]
[1492,44.110478346651028,44.09,null,null,1315,42.33]
[1493,43.688436287128617,43.68,null,null,1318,42.1]
[1495,43.411024106914716,43.4,null,null,1321,41.95]
[1497,43.864749765687563,43.85,null,null,1322,41.95]
[1498,44.004303406559501,43.99,null,null,1323,41.94]
[1499,44.079214997356999,44.06,null,null,1324,41.96]
[1501,41.954208801225427,41.95,null,null,1325,41.97]
[1502,42.542413401809149,42.54,null,null,1327,41.97]
[1503,43.262927645240538,43.25,null,null,1329,41.98]
[1504,42.441688681598812,42.44,null,null,1331,42.97]
[1505,43.262927645240538,43.25,null,null,1336,42]
[1506,41.969440348301838,41.96,null,null,1337,42]
[1507,43.175579080378753,43.17,null,null,1338,41.96]
[1509,43.05370612855593,43.05,null,null,1339,41.95]
[1511,43.05370612855593,43.05,null,null,1372,41.96]
[1513,43.069743750179953,{"$f":"VLOOKUP(A131,F:G,2,0)","v":43.06},null,null,1374,41.94]
[1516,44.168237283133372,44.15,null,null,1388,41.97]
[1518,43.262927645240538,43.25,null,null,14002,42.75]
[1519,41.98053775473192,41.97,null,null,14005,42.74]
[1520,41.98053775473192,41.97,null,null,14011,42.63]
[1521,44.093749492111719,44.08,null,null,1403,42.63]
[1522,43.175579080378753,43.17,null,null,1406,43.12]
[1524,44.155005104269577,44.14,null,null,1407,43.92]
[1526,44.058855436690372,44.04,null,null,1408,43.47]
[1527,42.736844246709317,42.73,null,null,1409,44.13]
[1528,41.98053775473192,41.97,null,null,1411,43.28]
[1667,43.48214364662649,43.47,null,null,1414,43.54]
[1702,42.634148488191137,42.63,null,null,1415,43.11]
[1710,44.228455791843601,44.21,null,null,1416,42.63]
[1713,44.070377327321467,44.05,null,null,1417,42.72]
[1714,44.075202328281328,44.06,null,null,1418,44]
[1715,44.072789795085832,44.06,null,null,1422,43.29]
[1718,42.731583402983937,42.72,null,null,1423,42.83]
[1719,42.634148488191137,42.63,null,null,1424,43.92]
[1730,42.62392779582332,42.62,null,null,1425,43.09]
[1732,44.153412401867691,44.13,null,null,1427,42.8]
[1735,42.7762417332927,42.77,null,null,1428,43.28]
[1736,44.02592266780713,44.01,null,null,1429,42.63]
[1755,42.657799525313507,42.65,null,null,1431,43.4]
[1758,42.662261679674003,42.66,null,null,1432,44.08]
[1762,43.280046150758032,43.28,null,null,14320,41.96]
[1764,42.634148488191137,42.63,null,null,1433,43.97]
[1771,44.247246326665923,44.23,null,null,1434,43.06]
[1772,44.062818771577177,44.05,null,null,1435,44.1]
[1795,42.841828853966078,42.84,null,null,1439,43.09]
[1810,42.653945321011967,42.65,null,null,1442,43.4]
[1813,41.956055116521767,41.95,null,null,1444,42.52]
[1816,42.155974030733169,42.15,null,null,1445,43.58]
[1820,41.98053775473192,41.97,null,null,1447,42.62]
[1821,41.98053775473192,41.97,null,null,1449,42.94]
[1822,41.98053775473192,41.97,null,null,1490,44.09]
[1823,42.052587184491657,42.05,null,null,1491,44.09]
[1828,41.948367084817463,41.94,null,null,1492,44.09]
[1832,41.98053775473192,41.97,null,null,1493,43.68]
[1833,42.304069905716332,42.3,null,null,1495,43.4]
[1835,42.127058903672243,42.12,null,null,1497,43.85]
[1840,41.916426233352453,41.91,null,null,1498,43.99]
[1841,41.98053775473192,41.97,null,null,1499,44.06]
[1842,41.98053775473192,41.97,null,null,1501,41.95]
[1845,42.052587184491657,42.05,null,null,1502,42.54]
[1846,41.97042626592588,41.96,null,null,1503,43.25]
[1857,41.948367084817463,41.94,null,null,1504,42.44]
[1862,41.947066681703689,41.94,null,null,1505,43.25]
[1863,41.948367084817463,41.94,null,null,1506,41.96]
[1869,41.948367084817463,41.94,null,null,1507,43.17]
[1908,42.237784693832467,42.23,null,null,1509,43.05]
[3029,45.067566024124893,{"$error":"#N/A"},null,null,1511,43.05]
[3030,44.040271127473943,{"$error":"#N/A"},null,null,1513,43.06]
[3031,43.889925384696298,{"$error":"#N/A"},null,null,1516,44.15]
[3032,44.068536373982852,{"$error":"#N/A"},null,null,1518,43.25]
[3033,43.956594526958128,{"$error":"#N/A"},null,null,1519,41.97]
[3034,43.101293890068732,{"$error":"#N/A"},null,null,1520,41.97]
[3036,44.543819925851452,{"$error":"#N/A"},null,null,1521,44.08]
[3037,44.44449278023211,{"$error":"#N/A"},null,null,1522,43.17]
[3038,44.448901336436521,{"$error":"#N/A"},null,null,1524,44.14]
[3040,43.755847786198551,{"$error":"#N/A"},null,null,1526,44.04]
[3045,44.622104547310713,{"$error":"#N/A"},null,null,1527,42.73]
[3049,43.811222628537408,{"$error":"#N/A"},null,null,1528,41.97]
[3052,44.607442969868991,{"$error":"#N/A"},null,null,1667,43.47]
[3055,49.31419294730906,{"$f":"VLOOKUP(A195,F:G,2,0)","v":{"$error":"#N/A"}},null,null,1702,42.63]
[3059,44.05097375809278,{"$error":"#N/A"},null,null,1710,44.21]
[3060,45.066699305760729,{"$error":"#N/A"},null,null,1713,44.05]
[3064,45.267563272334428,{"$error":"#N/A"},null,null,1714,44.06]
[3075,44.36118055939265,{"$error":"#N/A"},null,null,1715,44.06]
[3077,44.36793042311259,{"$error":"#N/A"},null,null,1718,42.72]
[3078,44.655495269667213,{"$error":"#N/A"},null,null,1719,42.63]
[3080,43.101293890068732,{"$error":"#N/A"},null,null,1730,42.62]
[3082,44.011783566568873,{"$error":"#N/A"},null,null,1732,44.13]
[3085,43.963054532719042,{"$error":"#N/A"},null,null,1735,42.77]
[3091,45.171091995342437,{"$error":"#N/A"},null,null,1736,44.01]
[3093,44.827344544856253,{"$error":"#N/A"},null,null,1755,42.65]
[3095,44.458970938256002,{"$error":"#N/A"},null,null,1758,42.66]
[3098,44.895258946432413,{"$error":"#N/A"},null,null,1762,43.28]
[3100,44.334505484770787,{"$error":"#N/A"},null,null,1764,42.63]
[3101,44.380597681890052,{"$error":"#N/A"},null,null,1771,44.23]
[3103,45.255084165183384,{"$error":"#N/A"},null,null,1772,44.05]
[3108,44.526339294386212,{"$error":"#N/A"},null,null,1795,42.84]
[3110,44.299627133515813,{"$error":"#N/A"},null,null,1810,42.65]
[3113,44.062007441123917,{"$error":"#N/A"},null,null,1813,41.95]
[3116,43.943221563780718,null,null,null,1816,42.15]
[3118,46.446708449832521,null,null,null,1820,41.97]
[3120,43.746353623844179,null,null,null,1821,41.97]
[3122,44.05097375809278,null,null,null,1822,41.97]
[3123,44.7447253177303,null,null,null,1823,42.05]
[3131,44.009737974015593,null,null,null,1828,41.94]
[3132,43.980426202791222,null,null,null,1832,41.97]
[3155,43.74635362370033,null,null,null,1833,42.3]
[3160,44.615606664306803,null,null,null,1835,42.12]
[3179,44.022485219682331,null,null,null,1840,41.91]
[3180,44.896767390452617,null,null,null,1841,41.97]
[3183,44.20952753801199,null,null,null,1842,41.97]
[3190,44.215300605998877,null,null,null,1845,42.05]
[3203,44.514216243527073,null,null,null,1846,41.96]
[3204,43.769423559995033,null,null,null,1857,41.94]
[3211,43.038146718348351,null,null,null,1862,41.94]
[3213,43.733683970152242,null,null,null,1863,41.94]
[3219,43.93822656128652,null,null,null,1869,41.94]
[3300,44.074203929924607,null,null,null,1908,42.23]
[3301,43.074286481947809]
[3310,43.194859432363593]
[3355,43.074286481947809]
[3408,43.78833542905042]
[3424,45.981029962450577]
[3427,43.993612718868349]
[3428,43.947312528996989]
[3429,43.919651623139963]
[3544,43.626660335848257]
[3550,44.102858333391907]
[3553,43.16646720327207]
[3592,43.039169499449812]
[4122,43.238858814393453]
[4124,43.238858814393453]
[4173,42.737947714183399]
[4300,43.825922845273567]
[4302,43.726628590358693]
[4305,43.671840915606253]
[4306,43.501183382347783]
[4307,43.423195143838569]
[4312,43.219958346709419]
[4315,43.720077617288837]
[4316,43.219958346709419]
[4317,43.928755447889813]
[4318,43.362656734393163]
[4319,43.501183382347783]
[4322,43.192013462073923]
[4323,43.839201482440828]
[4325,43.642990082114771]
[4326,43.219958346709419]
[4327,43.849901481766032]
[4328,43.293316804417991]
[4329,43.902854581992329]
[4330,42.687261309914859]
[4331,44.31742067810579]
[4336,43.949536182893247]
[4338,43.890961623707859]
[4340,43.520797237480942]
[4341,42.839452224233717]
[4342,43.58146812286531]
[4343,43.648857254503447]
[4345,43.219958346709419]
[4346,43.219958346709419]
[4350,43.362656734393163]
[4354,44.214418820983433]
[4357,43.808391001318221]
[4358,43.810802330422923]
[4359,43.302225122954837]
[4361,43.682957035111997]
[4362,43.810802330422923]
[4386,43.58146812286531]
[4392,43.638624023961093]
[4400,43.274584334775568]
[4401,43.56000128927181]
[4402,43.291435670362411]
[4403,43.264114461019531]
[4404,43.401520267864093]
[4405,43.274584334775568]
[4406,43.461513122743121]
[4407,43.211180624024557]
[4408,42.63877779868502]
[4410,42.816538388547237]
[4411,43.15284769538632]
[4412,42.973169380491527]
[4415,43.291435670362411]
[4419,43.542907607839538]
[4420,43.814731400615877]
[4750,42.779917966035718]
[4800,42.816538388547237]
[4803,42.793176735024417]
[4827,42.679133124640693]
[4832,42.813814939617018]
[4908,43.647857628965212]
[4910,43.647721975165759]
[4916,43.462626322490607]
[4918,43.46260782674819]
[4919,43.597499455764783]
[4920,43.494954883901151]
[4922,43.494954883901151]
[4927,43.463280316776832]
[6000,43.188612645171162]
[6001,45.569870334029453]
[6002,45.569870334067637]
[6003,45.031916348871569]
[6004,45.031916348897752]
[6005,45.110257851282078]
[6006,45.110257851308198]
[6007,45.110257851398771]
[6008,44.015299910704762]
[6009,44.015299910837463]
[6010,44.015299910794234]
[6011,42.886148680381538]
[6012,42.886148680378497]
[6013,42.886148680442382]
[6014,43.131876019297557]
[6015,43.131876019318632]
[6016,43.131876019334598]
[6018,45.607128600472649]
[6024,46.232177938757502]
[6036,45.569870334067637]
[6059,46.493770404452391]
[6060,46.491336839372003]
[6066,46.493770404452391]
[6074,46.492553621912187]
[6082,45.569870334042243]
[6083,45.56987033404571]
[6084,45.569870334047557]
[6085,45.031916348882547]
[6086,45.031916348882547]
[6087,42.614127947337131]
[6088,42.571034150333382]
[6092,42.595324338535953]
[6096,42.523813051459243]
[6100,44.929999997946439]
[6105,45.110257851282078]
[6123,45.607128600472649]
[6170,46.185320095919899]
[6171,45.030429753001258]
[6173,46.381479177362593]
[6178,42.731560840856062]
[6179,42.739204168437759]
[6182,43.479257939890857]
[6240,44.536465752553262]
[6241,44.536465752775328]
[6243,45.057607702766951]
[6260,42.981894139704742]
[6261,42.981894139682836]
[6262,42.981894139728013]
[6263,42.864883824829903]
[6270,46.49255365722798]
[6280,46.185320095919899]
[6290,46.482702039613457]
[6300,42.614127947298833]
[6330,43.105544863960851]
[6331,43.105544863887907]
[6332,42.886715020617721]
[6340,42.85746740163961]
[6360,42.573220370577339]
[6363,42.403700950537562]
[6366,42.315635929366543]
[6380,42.975981608102877]
[6381,42.975981608081803]
[6400,43.079367932108269]
[6440,43.372524401645151]
[6441,43.372524401645151]
[6442,43.372524401645151]
[6443,43.372524401645151]
[6460,44.327051967690323]
[6470,45.060732135018711]
[6490,42.981894139682836]
[6500,43.374438632562239]
[6510,43.112334730833432]
[6511,43.112334730833432]
[6513,43.112334730833432]
[6520,43.6740255160177]
[6550,43.518998419905998]
[6604,46.381479177362593]
[6684,46.493770404452391]
[6713,44.886689668983152]
[6753,44.015299910704762]
[6755,44.015299910704762]
[12007,43.064250826549923]
[12029,42.442092956900481]
[12030,42.442092956900481]
[12031,42.442092956900481]
[12036,43.064250826549923]
[12047,42.442092956900481]
[12049,43.064250826549923]
[12080,43.064250826549923]
[12089,43.064250826549923]
[12094,43.064250826549923]
[12108,42.442092956900481]
[12127,43.064250826549923]
[12129,43.064250826549923]
[12136,42.442092956900481]
[12142,42.442092956900481]
[12144,42.442092956900481]
[12154,43.064250826549923]
[12177,42.442092956900481]
[12178,42.442092956900481]
[12183,43.064250826549923]
[12195,43.064250826549923]
[12204,42.442092956900481]
[12205,42.442092956900481]
[12218,43.064250826549923]
[12219,42.357672304313937]
[12220,42.355565794298982]
[12221,43.064250826549923]
[12225,43.064250826549923]
[12234,43.064250826549923]
[12238,43.064250826549923]
[12239,43.064250826549923]
[12241,42.442092956900481]
[12242,43.064250826549923]
[12243,43.064250826549923]
[12251,43.064250826549923]
[12254,43.064250826549923]
[12257,43.064250826549923]
[12258,43.064250826549923]
[12269,43.064250826549923]
[12280,43.064250826549923]
[12281,42.442092956900481]
[12282,42.442092956900481]
[12283,42.442092956900481]
[12285,42.442092956900481]
[12292,42.442092956900481]
[12294,42.442092956900481]
[12295,42.442092956900481]
[12305,42.442092956900481]
[14002,42.756559698986081]
[14005,42.750837402259151]
[14011,42.634148488191137]
[14320,41.970948294836127]
[22372,43.398063085774552]
[24161,42.996950076466973]
[24181,42.832324221069513]
[27101,42.590424375386917]
[27111,43.687540371549808]
[27131,43.205786623640691]
[27161,42.98103848572427]
[27171,42.857616527583502]
[27181,42.775507733981733]
[27211,41.965558563817879]
[27281,43.235053775613913]
[27301,43.712251424164087]
[27321,43.193398162676623]
[27341,42.84536692203374]
[27351,43.687540371549808]
[27361,43.601040930978122]
[27371,43.488439134882007]
[27381,43.657239646190597]
[27391,43.246906611125802]
[27401,43.302456398870618]
[27411,43.353233786532421]
[27421,43.758453433769539]
[27431,43.559153475790801]
[27441,43.682819636150953]
[27451,43.559153475790801]
[27461,43.816233685059792]
[27471,43.816233685059792]
[27481,43.629953336023917]
[27491,42.84536692203374]
[27501,43.656817546030751]
[27511,42.84536692203374]
[28161,43.017211871146948]
[28181,42.899624988584868]
[28371,43.285702257062262]
[29161,42.949254268790511]
[29162,43.011491745653643]
[29181,43.00787169081962]
[29182,43.010200518695029]
[50000,42.168530588440923]
[50050,42.476473460895967]
[50054,42.476473460921063]
[50100,42.357285828191173]
[50103,42.347889580496883]
[50150,42.410329859504103]
[50200,42.357520872544292]
[50250,41.728938225483809]
[50253,41.728938225483809]
[50300,41.700703011933363]
[50350,43.241977990209612]
[50354,43.241977990209612]
[50404,43.241977990209612]
[50454,42.476473460921063]
[50499,42.476473460921063]
[50504,42.476473460921063]
[50554,42.476473460921063]
[50604,42.476473460921063]
[50650,43.380181192996723]
[50700,43.621651463876127]
[50750,43.568507924238702]
[50800,43.213711952725347]
[50900,43.151912116841977]
[50950,43.681357334562563]
[51150,41.726057603845007]
[51200,42.168530588440923]
[51250,42.168530588440923]
[51300,43.320681916576888]
[51450,43.194647011049668]
[53000,43.970043496423443]
[53004,43.95547602304589]
[53050,43.881273734570833]
[53100,43.970043496423443]
[53150,43.960242976180908]
[53154,43.937351461977372]
[53200,43.665880972838252]
[53204,43.934300009386099]
[53254,44.164712558388011]
[53304,44.076173919185841]
[53354,44.06074239492051]
[53404,44.349170931938602]
[53454,44.263999267895173]
[53550,43.983778808687198]
[53604,44.093516407399903]
[53654,44.021322426620067]
[53704,44.056445314552953]
[53754,44.13893029237515]
[53756,44.13893029237515]
[53850,43.931327638219429]
[53854,43.947775318111511]
[53900,43.611657734249263]
[54000,43.323934404327453]
[54050,43.980547985390309]
[54104,44.147364733899487]
[54154,43.93706369688649]
[54200,43.969468124352247]
[54250,43.26278097982707]
[54500,43.689326734812703]
[54750,43.858640962627497]
[56000,43.83855750989769]
[56050,43.380282749454423]
[56100,43.554998878357139]
[58004,43.93706369688649]
[58054,43.892349105189354]
[58104,43.862958066647977]
[58150,43.672332882694732]
[58200,43.708859678252438]
[58300,43.626862921057622]
[58304,43.62686292106541]
[58350,43.364455888884592]
[58450,43.749550986298843]
[58500,43.667790110821421]
[58600,43.630000318434199]

{"sheet":"TOP-I","index":3,"n_rows":68,"n_cols":6,"rows_kept":68,"cut":false,"hidden":false,"merged":[]}
["N°","Pi Bloque 1","Pi Bloque 2","Pi Bloque 3","Pi Bloque 4","Pi Bloque 5"]
[1,0,9.7957566177127335E-9,9.7957566177127335E-9,9.7957566177127335E-9,9.7957566177127335E-9]
[2,0,9.8009582461768642E-9,9.8009582461768642E-9,9.8009582461768642E-9,9.8009582461768642E-9]
[3,0,9.8009582461768642E-9,9.8009582461768642E-9,9.8009582461768642E-9,9.8009582461768642E-9]
[4,0,9.8009582461768642E-9,9.8009582461768642E-9,9.8009582461768642E-9,9.8009582461768642E-9]
[5,0,9.8009582461768642E-9,9.8009582461768642E-9,9.8009582461768642E-9,9.8009582461768642E-9]
[6,0,9.8009582461768642E-9,9.8009582461768642E-9,9.8009582461768642E-9,9.8009582461768642E-9]
[7,0,9.7957566177127335E-9,9.7957566177127335E-9,9.7957566177127335E-9,9.7957566177127335E-9]
[8,0,9.8009582461768642E-9,9.8009582461768642E-9,9.8009582461768642E-9,9.8009582461768642E-9]
[10,0,9.7932620270766617E-9,9.7932620270766617E-9,9.7932620270766617E-9,9.7932620270766617E-9]
[11,0,9.7932620270766617E-9,9.7932620270766617E-9,9.7932620270766617E-9,9.7932620270766617E-9]
[12,0,9.7957566177127335E-9,9.7957566177127335E-9,9.7957566177127335E-9,9.7957566177127335E-9]
[13,0,9.7932620270766617E-9,9.7932620270766617E-9,9.7932620270766617E-9,9.7932620270766617E-9]
[14,0,9.7932620270766617E-9,9.7932620270766617E-9,9.7932620270766617E-9,9.7932620270766617E-9]
[15,0,9.7932620270766617E-9,9.7932620270766617E-9,9.7932620270766617E-9,9.7932620270766617E-9]
[16,0,9.7932620270766617E-9,9.7932620270766617E-9,9.7932620270766617E-9,9.7932620270766617E-9]
[17,0,9.7932620270766617E-9,9.7932620270766617E-9,9.7932620270766617E-9,9.7932620270766617E-9]
[18,0,9.8009582461768642E-9,9.8009582461768642E-9,9.8009582461768642E-9,9.8009582461768642E-9]
[19,0,0,0,9.7989800003672409E-9,9.7989800003672409E-9]
[20,0,9.7953740105288258E-9,9.7953740105288258E-9,9.7953740105288258E-9,9.7953740105288258E-9]
[21,0,9.7964509312355909E-9,9.7964509312355909E-9,9.7964509312355909E-9,9.7964509312355909E-9]
[22,0,9.7953740105288258E-9,9.7953740105288258E-9,9.7953740105288258E-9,9.7953740105288258E-9]
[23,0,0,9.7952419036522758E-9,9.7952419036522758E-9,9.7952419036522758E-9]
[24,3.0356486129841949E-9,0,0,9.8236797299556011E-9,9.8236797299556011E-9]
[25,0,0,9.8236797299556011E-9,9.8236797299556011E-9,9.8236797299556011E-9]
[26,0,0,9.7962959434295999E-9,9.7962959434295999E-9,9.7962959434295999E-9]
[27,0,0,9.7953740105288258E-9,9.7953740105288258E-9,9.7953740105288258E-9]
[28,0,0,0,0,0]
[29,0,0,9.7989800003672409E-9,9.7989800003672409E-9,9.7989800003672409E-9]
[30,0,9.7977430091767866E-9,9.7977430091767866E-9,9.7977430091767866E-9,9.7977430091767866E-9]
[31,0,9.7975146081429647E-9,9.7975146081429647E-9,9.7975146081429647E-9,9.7975146081429647E-9]
[32,0,9.7960442689518648E-9,9.7960442689518648E-9,9.7960442689518648E-9,9.7960442689518648E-9]
[33,0,9.7986164121405753E-9,9.7986164121405753E-9,9.7986164121405753E-9,9.7986164121405753E-9]
[34,0,9.8069159060314332E-9,9.8069159060314332E-9,9.8069159060314332E-9,9.8069159060314332E-9]
[35,0,9.8044741437098964E-9,9.8044741437098964E-9,9.8044741437098964E-9,9.8044741437098964E-9]
[36,0,9.8106613824852485E-9,9.8106613824852485E-9,9.8106613824852485E-9,9.8106613824852485E-9]
[37,0,9.8106613824852485E-9,9.8106613824852485E-9,9.8106613824852485E-9,9.8106613824852485E-9]
[38,4.5495749718827501,9.8040350569100436E-9,9.8040350569100436E-9,9.8040350569100436E-9,9.8040350569100436E-9]
[39,0,9.8047102369829286E-9,9.8047102369829286E-9,9.8047102369829286E-9,9.8047102369829286E-9]
[40,0,9.8103371103952695E-9,9.8103371103952695E-9,9.8103371103952695E-9,9.8103371103952695E-9]
[41,0,9.8044741437098964E-9,9.8044741437098964E-9,9.8044741437098964E-9,9.8044741437098964E-9]
[42,0,9.8106613824852485E-9,9.8106613824852485E-9,9.8106613824852485E-9,9.8106613824852485E-9]
[43,0,9.8106613824852485E-9,9.8106613824852485E-9,9.8106613824852485E-9,9.8106613824852485E-9]
[44,4.5495749717584548,9.8040350569100436E-9,9.8040350569100436E-9,9.8040350569100436E-9,9.8040350569100436E-9]
[45,0,9.8047102369829286E-9,9.8047102369829286E-9,9.8047102369829286E-9,9.8047102369829286E-9]
[46,0,9.8103371103952695E-9,9.8103371103952695E-9,9.8103371103952695E-9,9.8103371103952695E-9]
[47,0,9.8106613824852485E-9,9.8106613824852485E-9,9.8106613824852485E-9,9.8106613824852485E-9]
[48,0,9.8106613824852485E-9,9.8106613824852485E-9,9.8106613824852485E-9,9.8106613824852485E-9]
[49,0,9.8044741437098964E-9,9.8044741437098964E-9,9.8044741437098964E-9,9.8044741437098964E-9]
[50,0,9.8106613824852485E-9,9.8106613824852485E-9,9.8106613824852485E-9,9.8106613824852485E-9]
[51,0,9.8106613824852485E-9,9.8106613824852485E-9,9.8106613824852485E-9,9.8106613824852485E-9]
[52,4.5495749717584548,9.8040350569100436E-9,9.8040350569100436E-9,9.8040350569100436E-9,9.8040350569100436E-9]
[53,0,9.8047102369829286E-9,9.8047102369829286E-9,9.8047102369829286E-9,9.8047102369829286E-9]
[54,0,9.8103371103952695E-9,9.8103371103952695E-9,9.8103371103952695E-9,9.8103371103952695E-9]
[55,0,9.8110398803943707E-9,9.8110398803943707E-9,9.8110398803943707E-9,9.8110398803943707E-9]
[56,0,9.8110398803943707E-9,9.8110398803943707E-9,9.8110398803943707E-9,9.8110398803943707E-9]
[57,0,9.8044741437098964E-9,9.8044741437098964E-9,9.8044741437098964E-9,9.8044741437098964E-9]
[58,0,9.8106613824852485E-9,9.8106613824852485E-9,9.8106613824852485E-9,9.8106613824852485E-9]
[59,0,9.8106613824852485E-9,9.8106613824852485E-9,9.8106613824852485E-9,9.8106613824852485E-9]
[60,4.5816022602339137,9.8040350569100436E-9,9.8040350569100436E-9,9.8040350569100436E-9,9.8040350569100436E-9]
[61,0,9.8047102369829286E-9,9.8047102369829286E-9,9.8047102369829286E-9,9.8047102369829286E-9]
[62,0,9.8103371103952695E-9,9.8103371103952695E-9,9.8103371103952695E-9,9.8103371103952695E-9]
[63,0,9.8044741437098964E-9,9.8044741437098964E-9,9.8044741437098964E-9,9.8044741437098964E-9]
[64,0,9.8106613824852485E-9,9.8106613824852485E-9,9.8106613824852485E-9,9.8106613824852485E-9]
[65,0,9.8106613824852485E-9,9.8106613824852485E-9,9.8106613824852485E-9,9.8106613824852485E-9]
[66,4.5816022602339137,9.8040350569100436E-9,9.8040350569100436E-9,9.8040350569100436E-9,9.8040350569100436E-9]
[67,0,9.8047102369829286E-9,9.8047102369829286E-9,9.8047102369829286E-9,9.8047102369829286E-9]
[68,0,9.8103371103952695E-9,9.8103371103952695E-9,9.8103371103952695E-9,9.8103371103952695E-9]

{"sheet":"TOP-R","index":4,"n_rows":22,"n_cols":6,"rows_kept":22,"cut":false,"hidden":false,"merged":[]}
["N°","Pr Bloque 1","Pr Bloque 2","Pr Bloque 3","Pr Bloque 4","Pr Bloque 5"]
[1,5.2299682890241332E-10,0,0,0,0]
[2,9.7575501221705596E-8,0,0,0,0]
[3,0,0,0,0,0]
[4,7.8479091688123052E-8,0,0,0,0]
[5,0,0,0,0,0]
[6,0,0,0,0,0]
[7,0,0,0,0,0]
[8,0,0,0,0,0]
[9,1.2903535069451409E-7,0,0,0,0]
[10,0,0,0,0,0]
[11,6.398420027184421E-9,3.1620054729582901E-9,0,0,0]
[12,6.5564019987536423E-9,4.6770634964418039E-9,0,0,0]
[13,0,0,0,0,0]
[14,2.6942790617780311E-8,0,0,0,0]
[15,0,0,0,0,0]
[16,5.0000000467496077,0,0,0,0]
[17,5.0000000467496077,0,0,0,0]
[18,2.8000000228771391,0,0,0,0]
[19,8.5000000798771396,0,0,0,0]
[20,0,0,0,0,0]
[21,3.0748980605305447E-8,0,0,0,0]

{"sheet":"TCP-CF","index":5,"n_rows":6,"n_cols":6,"rows_kept":6,"cut":false,"hidden":false,"merged":[]}
["N°","Pfi Bloque 1","Pfi Bloque 2","Pfi Bloque 3","Pfi Bloque 4","Pfi Bloque 5"]
[1,5.9100000580192749,9.8009582461768642E-9,9.8009582461768642E-9,9.8009582461768642E-9,9.8009582461768642E-9]
[2,35.000000341650619,9.7932620270766617E-9,9.7932620270766617E-9,9.7932620270766617E-9,9.7932620270766617E-9]
[3,12.00000011980287,9.804810327703473E-9,9.804810327703473E-9,9.804810327703473E-9,9.804810327703473E-9]
[4,25.000000248521651,9.8000041663227936E-9,9.8000041663227936E-9,9.8000041663227936E-9,9.8000041663227936E-9]
[5,12.000000118521649,9.8000041663227936E-9,9.8000041663227936E-9,9.8000041663227936E-9,9.8000041663227936E-9]

{"sheet":"TCP-CNFFF-1","index":6,"n_rows":8,"n_cols":16,"rows_kept":8,"cut":false,"hidden":false,"merged":[]}
["N°","Pffr Bloque 1","Pffr Bloque 2","Pffr Bloque 3","Pffr Bloque 4","Pffr Bloque 5","Pffi Bloque 1","Pffi Bloque 2","Pffi Bloque 3","Pffi Bloque 4","Pffi Bloque 5","Pfft Bloque 1","Pfft Bloque 2","Pfft Bloque 3","Pfft Bloque 4","Pfft Bloque 5"]
[1,0,0,0,0,0,0,9.7952419036455673E-9,9.7952419036455673E-9,9.7952419036455673E-9,9.7952419036455673E-9,17.000000163400191,5.1828646346426647E-9,5.1828646346426647E-9,5.1828646346426647E-9,5.1828646346426647E-9]
[2,15.000000149474101,0,0,0,0,9.7932620270276612E-9,9.7932620270276612E-9,9.7932620270276612E-9,9.7932620270276612E-9,9.7932620270276612E-9,15.000000143907171,5.4288385912144866E-9,5.4288385912144866E-9,5.4288385912144866E-9,5.4288385912144866E-9]
[3,10.00000009957774,0,0,0,0,5.421907911393987,9.7953312524052145E-9,9.7953312524052145E-9,9.7953312524052145E-9,9.7953312524052145E-9,10.000000090671341,4.3230170315175001E-9,4.3230170315175001E-9,4.3230170315175001E-9,4.3230170315175001E-9]
[4,0,0,0,0,0,3.599000027228886,9.7930198154723886E-9,9.7930198154723886E-9,9.7930198154723886E-9,9.7930198154723886E-9,3.599000033123775,7.526699698090047E-9,7.526699698090047E-9,7.526699698090047E-9,7.526699698090047E-9]
[5,0,0,0,0,0,1.401000003728426,9.7922995172960377E-9,9.7922995172960377E-9,9.7922995172960377E-9,9.7922995172960377E-9,1.401000010554992,7.1185923961141113E-9,7.1185923961141113E-9,7.1185923961141113E-9,7.1185923961141113E-9]
[6,0,0,0,0,0,4.7510000387495426,9.7930198373456315E-9,9.7930198373456315E-9,9.7930198373456315E-9,9.7930198373456315E-9,4.7510000446437903,7.526593278286793E-9,7.526593278286793E-9,7.526593278286793E-9,7.526593278286793E-9]
[7,0,0,0,0,0,1.8490000082090601,9.7922990367915943E-9,9.7922990367915943E-9,9.7922990367915943E-9,9.7922990367915943E-9,1.849000015035333,7.118584966573179E-9,7.118584966573179E-9,7.118584966573179E-9,7.118584966573179E-9]

{"sheet":"TCP-CNFFF-2","index":7,"n_rows":8,"n_cols":3,"rows_kept":8,"cut":false,"hidden":false,"merged":[]}
["N°","Inyeccion","Retiro"]
[1,17.000000233023339,17.000000154838698]
[2,5.5346813288261037E-8,15.00000011665621]
[3,4.7584313184018743E-8,4.5780921573880979]
[4,3.5990001122651529,0]
[5,1.4010000880495359,0]
[6,4.7510001237847419,0]
[7,1.849000092529848,0]